## DATABASE
key | section | table | units | Baseline 0 | Baseline 90 | Baseline 180 | Baseline 270 | Proposed
Annual Building Utility Performance Summary Total Site Energy Total Energy [kWh] | Annual Building Utility Performance Summary | Total Site Energy | Total Energy [kWh] | 6179233.96 | 6177135.32 | 6179525.30 | 6182652.35 | 5496500.67
Annual Building Utility Performance Summary Total Site Energy Energy Per Total Building Area [kWh/m2] | Annual Building Utility Performance Summary | Total Site Energy | Energy Per Total Building Area [kWh/m2] | 110.41 | 110.37 | 110.41 | 110.47 | 98.21
Annual Building Utility Performance Summary Total Site Energy Energy Per Conditioned Building Area [kWh/m2] | Annual Building Utility Performance Summary | Total Site Energy | Energy Per Conditioned Building Area [kWh/m2] | 2706.75 | 2705.83 | 2706.87 | 2708.24 | 2407.68
Annual Building Utility Performance Summary Net Site Energy Total Energy [kWh] | Annual Building Utility Performance Summary | Net Site Energy | Total Energy [kWh] | 6179233.96 | 6177135.32 | 6179525.30 | 6182652.35 | 5496500.67
Annual Building Utility Performance Summary Net Site Energy Energy Per Total Building Area [kWh/m2] | Annual Building Utility Performance Summary | Net Site Energy | Energy Per Total Building Area [kWh/m2] | 110.41 | 110.37 | 110.41 | 110.47 | 98.21
Annual Building Utility Performance Summary Net Site Energy Energy Per Conditioned Building Area [kWh/m2] | Annual Building Utility Performance Summary | Net Site Energy | Energy Per Conditioned Building Area [kWh/m2] | 2706.75 | 2705.83 | 2706.87 | 2708.24 | 2407.68
Annual Building Utility Performance Summary Total Source Energy Total Energy [kWh] | Annual Building Utility Performance Summary | Total Source Energy | Total Energy [kWh] | 19569633.94 | 19562987.57 | 19570556.62 | 19580459.99 | 17407417.62
Annual Building Utility Performance Summary Total Source Energy Energy Per Total Building Area [kWh/m2] | Annual Building Utility Performance Summary | Total Source Energy | Energy Per Total Building Area [kWh/m2] | 349.66 | 349.54 | 349.68 | 349.85 | 311.03
Annual Building Utility Performance Summary Total Source Energy Energy Per Conditioned Building Area [kWh/m2] | Annual Building Utility Performance Summary | Total Source Energy | Energy Per Conditioned Building Area [kWh/m2] | 8572.26 | 8569.35 | 8572.67 | 8577.00 | 7625.13
Annual Building Utility Performance Summary Net Source Energy Total Energy [kWh] | Annual Building Utility Performance Summary | Net Source Energy | Total Energy [kWh] | 19569633.94 | 19562987.57 | 19570556.62 | 19580459.99 | 17407417.62
Annual Building Utility Performance Summary Net Source Energy Energy Per Total Building Area [kWh/m2] | Annual Building Utility Performance Summary | Net Source Energy | Energy Per Total Building Area [kWh/m2] | 349.66 | 349.54 | 349.68 | 349.85 | 311.03
Annual Building Utility Performance Summary Net Source Energy Energy Per Conditioned Building Area [kWh/m2] | Annual Building Utility Performance Summary | Net Source Energy | Energy Per Conditioned Building Area [kWh/m2] | 8572.26 | 8569.35 | 8572.67 | 8577.00 | 7625.13
Input Verification and Results Summary Program Version and Build Value | Input Verification and Results Summary | Program Version and Build | Value | EnergyPlus, Version 8.5.0-c87e61b44b, YMD=2017.09.11 15:17 | EnergyPlus, Version 8.5.0-c87e61b44b, YMD=2017.09.11 15:17 | EnergyPlus, Version 8.5.0-c87e61b44b, YMD=2017.09.11 15:17 | EnergyPlus, Version 8.5.0-c87e61b44b, YMD=2017.09.11 15:17 | EnergyPlus, Version 8.5.0-c87e61b44b, YMD=2017.09.11 15:16
Input Verification and Results Summary RunPeriod Value | Input Verification and Results Summary | RunPeriod | Value | UNTITLED (01-01:01-01) | UNTITLED (01-01:01-01) | UNTITLED (01-01:01-01) | UNTITLED (01-01:01-01) | UNTITLED (01-01:01-01)
Input Verification and Results Summary Weather File Value | Input Verification and Results Summary | Weather File | Value | LJUBLJANA - SVN IWEC Data WMO#=130140 | LJUBLJANA - SVN IWEC Data WMO#=130140 | LJUBLJANA - SVN IWEC Data WMO#=130140 | LJUBLJANA - SVN IWEC Data WMO#=130140 | LJUBLJANA - SVN IWEC Data WMO#=130140
Input Verification and Results Summary Latitude [deg] Value | Input Verification and Results Summary | Latitude [deg] | Value | 46.22 | 46.22 | 46.22 | 46.22 | 46.22
Input Verification and Results Summary Longitude [deg] Value | Input Verification and Results Summary | Longitude [deg] | Value | 14.48 | 14.48 | 14.48 | 14.48 | 14.48
Input Verification and Results Summary Elevation [m] Value | Input Verification and Results Summary | Elevation [m] | Value | 385.00 | 385.00 | 385.00 | 385.00 | 385.00
Input Verification and Results Summary Time Zone Value | Input Verification and Results Summary | Time Zone | Value | 1.00 | 1.00 | 1.00 | 1.00 | 1.00
Input Verification and Results Summary North Axis Angle [deg] Value | Input Verification and Results Summary | North Axis Angle [deg] | Value | 0.00 | 0.00 | 0.00 | 0.00 | 0.00
Input Verification and Results Summary Rotation for Appendix G [deg] Value | Input Verification and Results Summary | Rotation for Appendix G [deg] | Value | 0.00 | 90.00 | 180.00 | 270.00 | 0.00
Input Verification and Results Summary Hours Simulated [hrs] Value | Input Verification and Results Summary | Hours Simulated [hrs] | Value | 8760.00 | 8760.00 | 8760.00 | 8760.00 | 8760.00
LEED Summary EXTERIOR LIGHTING Electric Energy Use [GJ] | LEED Summary | EXTERIOR LIGHTING | Electric Energy Use [GJ] | 171.73 | 171.73 | 171.73 | 171.73 | 171.73
LEED Summary EXTERIOR LIGHTING Electric Demand [W] | LEED Summary | EXTERIOR LIGHTING | Electric Demand [W] | 0.00 | 0.00 | 0.00 | 0.00 | 0.00
LEED Summary EXTERIOR LIGHTING Natural Gas Energy Use [GJ] | LEED Summary | EXTERIOR LIGHTING | Natural Gas Energy Use [GJ] | 0.00 | 0.00 | 0.00 | 0.00 | 0.00
LEED Summary EXTERIOR LIGHTING Natural Gas Demand [W] | LEED Summary | EXTERIOR LIGHTING | Natural Gas Demand [W] | 0.00 | 0.00 | 0.00 | 0.00 | 0.00
LEED Summary EXTERIOR LIGHTING Additional Energy Use [GJ] | LEED Summary | EXTERIOR LIGHTING | Additional Energy Use [GJ] | 0.00 | 0.00 | 0.00 | 0.00 | 0.00
LEED Summary EXTERIOR LIGHTING Additional Demand [W] | LEED Summary | EXTERIOR LIGHTING | Additional Demand [W] | 0.00 | 0.00 | 0.00 | 0.00 | 0.00
LEED Summary Interior Lighting Electric Energy Use [GJ] | LEED Summary | Interior Lighting | Electric Energy Use [GJ] | 3664.80 | 3664.80 | 3664.80 | 3664.80 | 1045.19
LEED Summary Interior Lighting Electric Demand [W] | LEED Summary | Interior Lighting | Electric Demand [W] | 287539.98 | 287539.98 | 287539.98 | 287539.98 | 82814.78
LEED Summary Interior Lighting Natural Gas Energy Use [GJ] | LEED Summary | Interior Lighting | Natural Gas Energy Use [GJ] | 0.00 | 0.00 | 0.00 | 0.00 | 0.00
LEED Summary Interior Lighting Natural Gas Demand [W] | LEED Summary | Interior Lighting | Natural Gas Demand [W] | 0.00 | 0.00 | 0.00 | 0.00 | 0.00
LEED Summary Interior Lighting Additional Energy Use [GJ] | LEED Summary | Interior Lighting | Additional Energy Use [GJ] | 0.00 | 0.00 | 0.00 | 0.00 | 0.00
LEED Summary Interior Lighting Additional Demand [W] | LEED Summary | Interior Lighting | Additional Demand [W] | 0.00 | 0.00 | 0.00 | 0.00 | 0.00
LEED Summary Space Heating Electric Energy Use [GJ] | LEED Summary | Space Heating | Electric Energy Use [GJ] | 480.93 | 472.22 | 483.25 | 494.14 | 356.22
LEED Summary Space Heating Electric Demand [W] | LEED Summary | Space Heating | Electric Demand [W] | 283069.68 | 282412.51 | 283324.58 | 284072.28 | 150956.42
LEED Summary Space Heating Natural Gas Energy Use [GJ] | LEED Summary | Space Heating | Natural Gas Energy Use [GJ] | 0.00 | 0.00 | 0.00 | 0.00 | 0.00
LEED Summary Space Heating Natural Gas Demand [W] | LEED Summary | Space Heating | Natural Gas Demand [W] | 0.00 | 0.00 | 0.00 | 0.00 | 0.00
LEED Summary Space Heating Additional Energy Use [GJ] | LEED Summary | Space Heating | Additional Energy Use [GJ] | 0.00 | 0.00 | 0.00 | 0.00 | 0.00
LEED Summary Space Heating Additional Demand [W] | LEED Summary | Space Heating | Additional Demand [W] | 0.00 | 0.00 | 0.00 | 0.00 | 0.00
LEED Summary Space Cooling Electric Energy Use [GJ] | LEED Summary | Space Cooling | Electric Energy Use [GJ] | 26.98 | 28.05 | 25.66 | 25.97 | 108.82
LEED Summary Space Cooling Electric Demand [W] | LEED Summary | Space Cooling | Electric Demand [W] | 0.00 | 0.00 | 0.00 | 0.00 | 0.00
LEED Summary Space Cooling Natural Gas Energy Use [GJ] | LEED Summary | Space Cooling | Natural Gas Energy Use [GJ] | 0.00 | 0.00 | 0.00 | 0.00 | 0.00
LEED Summary Space Cooling Natural Gas Demand [W] | LEED Summary | Space Cooling | Natural Gas Demand [W] | 0.00 | 0.00 | 0.00 | 0.00 | 0.00
LEED Summary Space Cooling Additional Energy Use [GJ] | LEED Summary | Space Cooling | Additional Energy Use [GJ] | 0.00 | 0.00 | 0.00 | 0.00 | 0.00
LEED Summary Space Cooling Additional Demand [W] | LEED Summary | Space Cooling | Additional Demand [W] | 0.00 | 0.00 | 0.00 | 0.00 | 0.00
LEED Summary Pumps Electric Energy Use [GJ] | LEED Summary | Pumps | Electric Energy Use [GJ] | 1.98 | 1.98 | 1.98 | 1.98 | 1.98
LEED Summary Pumps Electric Demand [W] | LEED Summary | Pumps | Electric Demand [W] | 63.58 | 63.58 | 63.58 | 63.58 | 63.58
LEED Summary Pumps Natural Gas Energy Use [GJ] | LEED Summary | Pumps | Natural Gas Energy Use [GJ] | 0.00 | 0.00 | 0.00 | 0.00 | 0.00
LEED Summary Pumps Natural Gas Demand [W] | LEED Summary | Pumps | Natural Gas Demand [W] | 0.00 | 0.00 | 0.00 | 0.00 | 0.00
LEED Summary Pumps Additional Energy Use [GJ] | LEED Summary | Pumps | Additional Energy Use [GJ] | 0.00 | 0.00 | 0.00 | 0.00 | 0.00
LEED Summary Pumps Additional Demand [W] | LEED Summary | Pumps | Additional Demand [W] | 0.00 | 0.00 | 0.00 | 0.00 | 0.00
LEED Summary Heat Rejection Electric Energy Use [GJ] | LEED Summary | Heat Rejection | Electric Energy Use [GJ] | 0.00 | 0.00 | 0.00 | 0.00 | 0.00
LEED Summary Heat Rejection Electric Demand [W] | LEED Summary | Heat Rejection | Electric Demand [W] | 0.00 | 0.00 | 0.00 | 0.00 | 0.00
LEED Summary Heat Rejection Natural Gas Energy Use [GJ] | LEED Summary | Heat Rejection | Natural Gas Energy Use [GJ] | 0.00 | 0.00 | 0.00 | 0.00 | 0.00
LEED Summary Heat Rejection Natural Gas Demand [W] | LEED Summary | Heat Rejection | Natural Gas Demand [W] | 0.00 | 0.00 | 0.00 | 0.00 | 0.00
LEED Summary Heat Rejection Additional Energy Use [GJ] | LEED Summary | Heat Rejection | Additional Energy Use [GJ] | 0.00 | 0.00 | 0.00 | 0.00 | 0.00
LEED Summary Heat Rejection Additional Demand [W] | LEED Summary | Heat Rejection | Additional Demand [W] | 0.00 | 0.00 | 0.00 | 0.00 | 0.00
LEED Summary Fans-Interior Electric Energy Use [GJ] | LEED Summary | Fans-Interior | Electric Energy Use [GJ] | 6.06 | 6.13 | 6.11 | 6.16 | 210.70
LEED Summary Fans-Interior Electric Demand [W] | LEED Summary | Fans-Interior | Electric Demand [W] | 1102.65 | 1152.99 | 1105.95 | 1106.62 | 7483.65
LEED Summary Fans-Interior Natural Gas Energy Use [GJ] | LEED Summary | Fans-Interior | Natural Gas Energy Use [GJ] | 0.00 | 0.00 | 0.00 | 0.00 | 0.00
LEED Summary Fans-Interior Natural Gas Demand [W] | LEED Summary | Fans-Interior | Natural Gas Demand [W] | 0.00 | 0.00 | 0.00 | 0.00 | 0.00
LEED Summary Fans-Interior Additional Energy Use [GJ] | LEED Summary | Fans-Interior | Additional Energy Use [GJ] | 0.00 | 0.00 | 0.00 | 0.00 | 0.00
LEED Summary Fans-Interior Additional Demand [W] | LEED Summary | Fans-Interior | Additional Demand [W] | 0.00 | 0.00 | 0.00 | 0.00 | 0.00
LEED Summary Fans-Parking Garage Electric Energy Use [GJ] | LEED Summary | Fans-Parking Garage | Electric Energy Use [GJ] | 0.00 | 0.00 | 0.00 | 0.00 | 0.00
LEED Summary Fans-Parking Garage Electric Demand [W] | LEED Summary | Fans-Parking Garage | Electric Demand [W] | 0.00 | 0.00 | 0.00 | 0.00 | 0.00
LEED Summary Fans-Parking Garage Natural Gas Energy Use [GJ] | LEED Summary | Fans-Parking Garage | Natural Gas Energy Use [GJ] | 0.00 | 0.00 | 0.00 | 0.00 | 0.00
LEED Summary Fans-Parking Garage Natural Gas Demand [W] | LEED Summary | Fans-Parking Garage | Natural Gas Demand [W] | 0.00 | 0.00 | 0.00 | 0.00 | 0.00
LEED Summary Fans-Parking Garage Additional Energy Use [GJ] | LEED Summary | Fans-Parking Garage | Additional Energy Use [GJ] | 0.00 | 0.00 | 0.00 | 0.00 | 0.00
LEED Summary Fans-Parking Garage Additional Demand [W] | LEED Summary | Fans-Parking Garage | Additional Demand [W] | 0.00 | 0.00 | 0.00 | 0.00 | 0.00
LEED Summary Service Water Heating Electric Energy Use [GJ] | LEED Summary | Service Water Heating | Electric Energy Use [GJ] | 0.51 | 0.51 | 0.51 | 0.51 | 0.51
LEED Summary Service Water Heating Electric Demand [W] | LEED Summary | Service Water Heating | Electric Demand [W] | 16.21 | 16.21 | 16.21 | 16.21 | 16.21
LEED Summary Service Water Heating Natural Gas Energy Use [GJ] | LEED Summary | Service Water Heating | Natural Gas Energy Use [GJ] | 0.00 | 0.00 | 0.00 | 0.00 | 0.00
LEED Summary Service Water Heating Natural Gas Demand [W] | LEED Summary | Service Water Heating | Natural Gas Demand [W] | 0.00 | 0.00 | 0.00 | 0.00 | 0.00
LEED Summary Service Water Heating Additional Energy Use [GJ] | LEED Summary | Service Water Heating | Additional Energy Use [GJ] | 0.00 | 0.00 | 0.00 | 0.00 | 0.00
LEED Summary Service Water Heating Additional Demand [W] | LEED Summary | Service Water Heating | Additional Demand [W] | 0.00 | 0.00 | 0.00 | 0.00 | 0.00
LEED Summary Receptacle Equipment Electric Energy Use [GJ] | LEED Summary | Receptacle Equipment | Electric Energy Use [GJ] | 590.81 | 590.81 | 590.81 | 590.81 | 590.81
LEED Summary Receptacle Equipment Electric Demand [W] | LEED Summary | Receptacle Equipment | Electric Demand [W] | 54479.40 | 54479.40 | 54479.40 | 54479.40 | 54479.40
LEED Summary Receptacle Equipment Natural Gas Energy Use [GJ] | LEED Summary | Receptacle Equipment | Natural Gas Energy Use [GJ] | 0.00 | 0.00 | 0.00 | 0.00 | 0.00
LEED Summary Receptacle Equipment Natural Gas Demand [W] | LEED Summary | Receptacle Equipment | Natural Gas Demand [W] | 0.00 | 0.00 | 0.00 | 0.00 | 0.00
LEED Summary Receptacle Equipment Additional Energy Use [GJ] | LEED Summary | Receptacle Equipment | Additional Energy Use [GJ] | 0.00 | 0.00 | 0.00 | 0.00 | 0.00
LEED Summary Receptacle Equipment Additional Demand [W] | LEED Summary | Receptacle Equipment | Additional Demand [W] | 0.00 | 0.00 | 0.00 | 0.00 | 0.00
LEED Summary Interior Lighting (process) Electric Energy Use [GJ] | LEED Summary | Interior Lighting (process) | Electric Energy Use [GJ] | 0.00 | 0.00 | 0.00 | 0.00 | 0.00
LEED Summary Interior Lighting (process) Electric Demand [W] | LEED Summary | Interior Lighting (process) | Electric Demand [W] | 0.00 | 0.00 | 0.00 | 0.00 | 0.00
LEED Summary Interior Lighting (process) Natural Gas Energy Use [GJ] | LEED Summary | Interior Lighting (process) | Natural Gas Energy Use [GJ] | 0.00 | 0.00 | 0.00 | 0.00 | 0.00
LEED Summary Interior Lighting (process) Natural Gas Demand [W] | LEED Summary | Interior Lighting (process) | Natural Gas Demand [W] | 0.00 | 0.00 | 0.00 | 0.00 | 0.00
LEED Summary Interior Lighting (process) Additional Energy Use [GJ] | LEED Summary | Interior Lighting (process) | Additional Energy Use [GJ] | 0.00 | 0.00 | 0.00 | 0.00 | 0.00
LEED Summary Interior Lighting (process) Additional Demand [W] | LEED Summary | Interior Lighting (process) | Additional Demand [W] | 0.00 | 0.00 | 0.00 | 0.00 | 0.00
LEED Summary Refrigeration Equipment Electric Energy Use [GJ] | LEED Summary | Refrigeration Equipment | Electric Energy Use [GJ] | 0.00 | 0.00 | 0.00 | 0.00 | 0.00
LEED Summary Refrigeration Equipment Electric Demand [W] | LEED Summary | Refrigeration Equipment | Electric Demand [W] | 0.00 | 0.00 | 0.00 | 0.00 | 0.00
LEED Summary Refrigeration Equipment Natural Gas Energy Use [GJ] | LEED Summary | Refrigeration Equipment | Natural Gas Energy Use [GJ] | 0.00 | 0.00 | 0.00 | 0.00 | 0.00
LEED Summary Refrigeration Equipment Natural Gas Demand [W] | LEED Summary | Refrigeration Equipment | Natural Gas Demand [W] | 0.00 | 0.00 | 0.00 | 0.00 | 0.00
LEED Summary Refrigeration Equipment Additional Energy Use [GJ] | LEED Summary | Refrigeration Equipment | Additional Energy Use [GJ] | 0.00 | 0.00 | 0.00 | 0.00 | 0.00
LEED Summary Refrigeration Equipment Additional Demand [W] | LEED Summary | Refrigeration Equipment | Additional Demand [W] | 0.00 | 0.00 | 0.00 | 0.00 | 0.00
LEED Summary Cooking Electric Energy Use [GJ] | LEED Summary | Cooking | Electric Energy Use [GJ] | 220.20 | 220.20 | 220.20 | 220.20 | 220.20
LEED Summary Cooking Electric Demand [W] | LEED Summary | Cooking | Electric Demand [W] | 15541.80 | 15541.80 | 15541.80 | 15541.80 | 15541.80
LEED Summary Cooking Natural Gas Energy Use [GJ] | LEED Summary | Cooking | Natural Gas Energy Use [GJ] | 0.00 | 0.00 | 0.00 | 0.00 | 0.00
LEED Summary Cooking Natural Gas Demand [W] | LEED Summary | Cooking | Natural Gas Demand [W] | 0.00 | 0.00 | 0.00 | 0.00 | 0.00
LEED Summary Cooking Additional Energy Use [GJ] | LEED Summary | Cooking | Additional Energy Use [GJ] | 0.00 | 0.00 | 0.00 | 0.00 | 0.00
LEED Summary Cooking Additional Demand [W] | LEED Summary | Cooking | Additional Demand [W] | 0.00 | 0.00 | 0.00 | 0.00 | 0.00
LEED Summary Industrial Process Electric Energy Use [GJ] | LEED Summary | Industrial Process | Electric Energy Use [GJ] | 0.00 | 0.00 | 0.00 | 0.00 | 0.00
LEED Summary Industrial Process Electric Demand [W] | LEED Summary | Industrial Process | Electric Demand [W] | 0.00 | 0.00 | 0.00 | 0.00 | 0.00
LEED Summary Industrial Process Natural Gas Energy Use [GJ] | LEED Summary | Industrial Process | Natural Gas Energy Use [GJ] | 0.00 | 0.00 | 0.00 | 0.00 | 0.00
LEED Summary Industrial Process Natural Gas Demand [W] | LEED Summary | Industrial Process | Natural Gas Demand [W] | 0.00 | 0.00 | 0.00 | 0.00 | 0.00
LEED Summary Industrial Process Additional Energy Use [GJ] | LEED Summary | Industrial Process | Additional Energy Use [GJ] | 0.00 | 0.00 | 0.00 | 0.00 | 0.00
LEED Summary Industrial Process Additional Demand [W] | LEED Summary | Industrial Process | Additional Demand [W] | 0.00 | 0.00 | 0.00 | 0.00 | 0.00
LEED Summary Elevators and Escalators Electric Energy Use [GJ] | LEED Summary | Elevators and Escalators | Electric Energy Use [GJ] | 104.26 | 104.26 | 104.26 | 104.26 | 104.26
LEED Summary Elevators and Escalators Electric Demand [W] | LEED Summary | Elevators and Escalators | Electric Demand [W] | 13800.00 | 13800.00 | 13800.00 | 13800.00 | 13800.00
LEED Summary Elevators and Escalators Natural Gas Energy Use [GJ] | LEED Summary | Elevators and Escalators | Natural Gas Energy Use [GJ] | 0.00 | 0.00 | 0.00 | 0.00 | 0.00
LEED Summary Elevators and Escalators Natural Gas Demand [W] | LEED Summary | Elevators and Escalators | Natural Gas Demand [W] | 0.00 | 0.00 | 0.00 | 0.00 | 0.00
LEED Summary Elevators and Escalators Additional Energy Use [GJ] | LEED Summary | Elevators and Escalators | Additional Energy Use [GJ] | 0.00 | 0.00 | 0.00 | 0.00 | 0.00
LEED Summary Elevators and Escalators Additional Demand [W] | LEED Summary | Elevators and Escalators | Additional Demand [W] | 0.00 | 0.00 | 0.00 | 0.00 | 0.00
LEED Summary Total Line Electric Energy Use [GJ] | LEED Summary | Total Line | Electric Energy Use [GJ] | 22245.24 | 22237.69 | 22246.29 | 22257.55 | 19787.40
LEED Summary Total Line Electric Demand [W] | LEED Summary | Total Line | Electric Demand [W]
LEED Summary Total Line Natural Gas Energy Use [GJ] | LEED Summary | Total Line | Natural Gas Energy Use [GJ] | 0.00 | 0.00 | 0.00 | 0.00 | 0.00
LEED Summary Total Line Natural Gas Demand [W] | LEED Summary | Total Line | Natural Gas Demand [W]
LEED Summary Total Line Additional Energy Use [GJ] | LEED Summary | Total Line | Additional Energy Use [GJ] | 0.00 | 0.00 | 0.00 | 0.00 | 0.00
LEED Summary Total Line Additional Demand [W] | LEED Summary | Total Line | Additional Demand [W]
Annual Building Utility Performance Summary Total Building Area Area [m2] | Annual Building Utility Performance Summary | Total Building Area | Area [m2] | 55967.73 | 55967.73 | 55967.73 | 55967.73 | 55967.73
Annual Building Utility Performance Summary Net Conditioned Building Area Area [m2] | Annual Building Utility Performance Summary | Net Conditioned Building Area | Area [m2] | 2282.90 | 2282.90 | 2282.90 | 2282.90 | 2282.90
Annual Building Utility Performance Summary Unconditioned Building Area Area [m2] | Annual Building Utility Performance Summary | Unconditioned Building Area | Area [m2] | 53684.82 | 53684.82 | 53684.82 | 53684.82 | 53684.82
Annual Building Utility Performance Summary Heating Electricity [kWh] | Annual Building Utility Performance Summary | Heating | Electricity [kWh] | 133592.96 | 131173.56 | 134236.46 | 137262.20 | 98949.09
Annual Building Utility Performance Summary Heating Natural Gas [kWh] | Annual Building Utility Performance Summary | Heating | Natural Gas [kWh] | 0.00 | 0.00 | 0.00 | 0.00 | 0.00
Annual Building Utility Performance Summary Heating Additional Fuel [kWh] | Annual Building Utility Performance Summary | Heating | Additional Fuel [kWh] | 0.00 | 0.00 | 0.00 | 0.00 | 0.00
Annual Building Utility Performance Summary Heating District Cooling [kWh] | Annual Building Utility Performance Summary | Heating | District Cooling [kWh] | 0.00 | 0.00 | 0.00 | 0.00 | 0.00
Annual Building Utility Performance Summary Heating District Heating [kWh] | Annual Building Utility Performance Summary | Heating | District Heating [kWh] | 0.00 | 0.00 | 0.00 | 0.00 | 0.00
Annual Building Utility Performance Summary Heating Water [m3] | Annual Building Utility Performance Summary | Heating | Water [m3] | 0.00 | 0.00 | 0.00 | 0.00 | 0.00
Annual Building Utility Performance Summary Cooling Electricity [kWh] | Annual Building Utility Performance Summary | Cooling | Electricity [kWh] | 7493.95 | 7792.74 | 7126.95 | 7213.42 | 30227.18
Annual Building Utility Performance Summary Cooling Natural Gas [kWh] | Annual Building Utility Performance Summary | Cooling | Natural Gas [kWh] | 0.00 | 0.00 | 0.00 | 0.00 | 0.00
Annual Building Utility Performance Summary Cooling Additional Fuel [kWh] | Annual Building Utility Performance Summary | Cooling | Additional Fuel [kWh] | 0.00 | 0.00 | 0.00 | 0.00 | 0.00
Annual Building Utility Performance Summary Cooling District Cooling [kWh] | Annual Building Utility Performance Summary | Cooling | District Cooling [kWh] | 0.00 | 0.00 | 0.00 | 0.00 | 0.00
Annual Building Utility Performance Summary Cooling District Heating [kWh] | Annual Building Utility Performance Summary | Cooling | District Heating [kWh] | 0.00 | 0.00 | 0.00 | 0.00 | 0.00
Annual Building Utility Performance Summary Cooling Water [m3] | Annual Building Utility Performance Summary | Cooling | Water [m3] | 0.00 | 0.00 | 0.00 | 0.00 | 0.00
Annual Building Utility Performance Summary Interior Lighting Electricity [kWh] | Annual Building Utility Performance Summary | Interior Lighting | Electricity [kWh] | 1017999.21 | 1017999.21 | 1017999.21 | 1017999.21 | 290330.22
Annual Building Utility Performance Summary Interior Lighting Natural Gas [kWh] | Annual Building Utility Performance Summary | Interior Lighting | Natural Gas [kWh] | 0.00 | 0.00 | 0.00 | 0.00 | 0.00
Annual Building Utility Performance Summary Interior Lighting Additional Fuel [kWh] | Annual Building Utility Performance Summary | Interior Lighting | Additional Fuel [kWh] | 0.00 | 0.00 | 0.00 | 0.00 | 0.00
Annual Building Utility Performance Summary Interior Lighting District Cooling [kWh] | Annual Building Utility Performance Summary | Interior Lighting | District Cooling [kWh] | 0.00 | 0.00 | 0.00 | 0.00 | 0.00
Annual Building Utility Performance Summary Interior Lighting District Heating [kWh] | Annual Building Utility Performance Summary | Interior Lighting | District Heating [kWh] | 0.00 | 0.00 | 0.00 | 0.00 | 0.00
Annual Building Utility Performance Summary Interior Lighting Water [m3] | Annual Building Utility Performance Summary | Interior Lighting | Water [m3] | 0.00 | 0.00 | 0.00 | 0.00 | 0.00
Annual Building Utility Performance Summary Exterior Lighting Electricity [kWh] | Annual Building Utility Performance Summary | Exterior Lighting | Electricity [kWh] | 47702.25 | 47702.25 | 47702.25 | 47702.25 | 47702.25
Annual Building Utility Performance Summary Exterior Lighting Natural Gas [kWh] | Annual Building Utility Performance Summary | Exterior Lighting | Natural Gas [kWh] | 0.00 | 0.00 | 0.00 | 0.00 | 0.00
Annual Building Utility Performance Summary Exterior Lighting Additional Fuel [kWh] | Annual Building Utility Performance Summary | Exterior Lighting | Additional Fuel [kWh] | 0.00 | 0.00 | 0.00 | 0.00 | 0.00
Annual Building Utility Performance Summary Exterior Lighting District Cooling [kWh] | Annual Building Utility Performance Summary | Exterior Lighting | District Cooling [kWh] | 0.00 | 0.00 | 0.00 | 0.00 | 0.00
Annual Building Utility Performance Summary Exterior Lighting District Heating [kWh] | Annual Building Utility Performance Summary | Exterior Lighting | District Heating [kWh] | 0.00 | 0.00 | 0.00 | 0.00 | 0.00
Annual Building Utility Performance Summary Exterior Lighting Water [m3] | Annual Building Utility Performance Summary | Exterior Lighting | Water [m3] | 0.00 | 0.00 | 0.00 | 0.00 | 0.00
Annual Building Utility Performance Summary Interior Equipment Electricity [kWh] | Annual Building Utility Performance Summary | Interior Equipment | Electricity [kWh] | 164113.07 | 164113.07 | 164113.07 | 164113.07 | 164113.07
Annual Building Utility Performance Summary Interior Equipment Natural Gas [kWh] | Annual Building Utility Performance Summary | Interior Equipment | Natural Gas [kWh] | 0.00 | 0.00 | 0.00 | 0.00 | 0.00
Annual Building Utility Performance Summary Interior Equipment Additional Fuel [kWh] | Annual Building Utility Performance Summary | Interior Equipment | Additional Fuel [kWh] | 0.00 | 0.00 | 0.00 | 0.00 | 0.00
Annual Building Utility Performance Summary Interior Equipment District Cooling [kWh] | Annual Building Utility Performance Summary | Interior Equipment | District Cooling [kWh] | 0.00 | 0.00 | 0.00 | 0.00 | 0.00
Annual Building Utility Performance Summary Interior Equipment District Heating [kWh] | Annual Building Utility Performance Summary | Interior Equipment | District Heating [kWh] | 0.00 | 0.00 | 0.00 | 0.00 | 0.00
Annual Building Utility Performance Summary Interior Equipment Water [m3] | Annual Building Utility Performance Summary | Interior Equipment | Water [m3] | 0.00 | 0.00 | 0.00 | 0.00 | 0.00
Annual Building Utility Performance Summary Exterior Equipment Electricity [kWh] | Annual Building Utility Performance Summary | Exterior Equipment | Electricity [kWh] | 4805959.76 | 4805959.76 | 4805959.76 | 4805959.76 | 4805959.76
Annual Building Utility Performance Summary Exterior Equipment Natural Gas [kWh] | Annual Building Utility Performance Summary | Exterior Equipment | Natural Gas [kWh] | 0.00 | 0.00 | 0.00 | 0.00 | 0.00
Annual Building Utility Performance Summary Exterior Equipment Additional Fuel [kWh] | Annual Building Utility Performance Summary | Exterior Equipment | Additional Fuel [kWh] | 0.00 | 0.00 | 0.00 | 0.00 | 0.00
Annual Building Utility Performance Summary Exterior Equipment District Cooling [kWh] | Annual Building Utility Performance Summary | Exterior Equipment | District Cooling [kWh] | 0.00 | 0.00 | 0.00 | 0.00 | 0.00
Annual Building Utility Performance Summary Exterior Equipment District Heating [kWh] | Annual Building Utility Performance Summary | Exterior Equipment | District Heating [kWh] | 0.00 | 0.00 | 0.00 | 0.00 | 0.00
Annual Building Utility Performance Summary Exterior Equipment Water [m3] | Annual Building Utility Performance Summary | Exterior Equipment | Water [m3] | 0.00 | 0.00 | 0.00 | 0.00 | 0.00
Annual Building Utility Performance Summary Fans Electricity [kWh] | Annual Building Utility Performance Summary | Fans | Electricity [kWh] | 1681.99 | 1703.96 | 1696.82 | 1711.66 | 58528.33
Annual Building Utility Performance Summary Fans Natural Gas [kWh] | Annual Building Utility Performance Summary | Fans | Natural Gas [kWh] | 0.00 | 0.00 | 0.00 | 0.00 | 0.00
Annual Building Utility Performance Summary Fans Additional Fuel [kWh] | Annual Building Utility Performance Summary | Fans | Additional Fuel [kWh] | 0.00 | 0.00 | 0.00 | 0.00 | 0.00
Annual Building Utility Performance Summary Fans District Cooling [kWh] | Annual Building Utility Performance Summary | Fans | District Cooling [kWh] | 0.00 | 0.00 | 0.00 | 0.00 | 0.00
Annual Building Utility Performance Summary Fans District Heating [kWh] | Annual Building Utility Performance Summary | Fans | District Heating [kWh] | 0.00 | 0.00 | 0.00 | 0.00 | 0.00
Annual Building Utility Performance Summary Fans Water [m3] | Annual Building Utility Performance Summary | Fans | Water [m3] | 0.00 | 0.00 | 0.00 | 0.00 | 0.00
Annual Building Utility Performance Summary Pumps Electricity [kWh] | Annual Building Utility Performance Summary | Pumps | Electricity [kWh] | 549.32 | 549.32 | 549.32 | 549.32 | 549.32
Annual Building Utility Performance Summary Pumps Natural Gas [kWh] | Annual Building Utility Performance Summary | Pumps | Natural Gas [kWh] | 0.00 | 0.00 | 0.00 | 0.00 | 0.00
Annual Building Utility Performance Summary Pumps Additional Fuel [kWh] | Annual Building Utility Performance Summary | Pumps | Additional Fuel [kWh] | 0.00 | 0.00 | 0.00 | 0.00 | 0.00
Annual Building Utility Performance Summary Pumps District Cooling [kWh] | Annual Building Utility Performance Summary | Pumps | District Cooling [kWh] | 0.00 | 0.00 | 0.00 | 0.00 | 0.00
Annual Building Utility Performance Summary Pumps District Heating [kWh] | Annual Building Utility Performance Summary | Pumps | District Heating [kWh] | 0.00 | 0.00 | 0.00 | 0.00 | 0.00
Annual Building Utility Performance Summary Pumps Water [m3] | Annual Building Utility Performance Summary | Pumps | Water [m3] | 0.00 | 0.00 | 0.00 | 0.00 | 0.00
Annual Building Utility Performance Summary Heat Rejection Electricity [kWh] | Annual Building Utility Performance Summary | Heat Rejection | Electricity [kWh] | 0.00 | 0.00 | 0.00 | 0.00 | 0.00
Annual Building Utility Performance Summary Heat Rejection Natural Gas [kWh] | Annual Building Utility Performance Summary | Heat Rejection | Natural Gas [kWh] | 0.00 | 0.00 | 0.00 | 0.00 | 0.00
Annual Building Utility Performance Summary Heat Rejection Additional Fuel [kWh] | Annual Building Utility Performance Summary | Heat Rejection | Additional Fuel [kWh] | 0.00 | 0.00 | 0.00 | 0.00 | 0.00
Annual Building Utility Performance Summary Heat Rejection District Cooling [kWh] | Annual Building Utility Performance Summary | Heat Rejection | District Cooling [kWh] | 0.00 | 0.00 | 0.00 | 0.00 | 0.00
Annual Building Utility Performance Summary Heat Rejection District Heating [kWh] | Annual Building Utility Performance Summary | Heat Rejection | District Heating [kWh] | 0.00 | 0.00 | 0.00 | 0.00 | 0.00
Annual Building Utility Performance Summary Heat Rejection Water [m3] | Annual Building Utility Performance Summary | Heat Rejection | Water [m3] | 0.00 | 0.00 | 0.00 | 0.00 | 0.00
Annual Building Utility Performance Summary Humidification Electricity [kWh] | Annual Building Utility Performance Summary | Humidification | Electricity [kWh] | 0.00 | 0.00 | 0.00 | 0.00 | 0.00
Annual Building Utility Performance Summary Humidification Natural Gas [kWh] | Annual Building Utility Performance Summary | Humidification | Natural Gas [kWh] | 0.00 | 0.00 | 0.00 | 0.00 | 0.00
Annual Building Utility Performance Summary Humidification Additional Fuel [kWh] | Annual Building Utility Performance Summary | Humidification | Additional Fuel [kWh] | 0.00 | 0.00 | 0.00 | 0.00 | 0.00
Annual Building Utility Performance Summary Humidification District Cooling [kWh] | Annual Building Utility Performance Summary | Humidification | District Cooling [kWh] | 0.00 | 0.00 | 0.00 | 0.00 | 0.00
Annual Building Utility Performance Summary Humidification District Heating [kWh] | Annual Building Utility Performance Summary | Humidification | District Heating [kWh] | 0.00 | 0.00 | 0.00 | 0.00 | 0.00
Annual Building Utility Performance Summary Humidification Water [m3] | Annual Building Utility Performance Summary | Humidification | Water [m3] | 0.00 | 0.00 | 0.00 | 0.00 | 0.00
Annual Building Utility Performance Summary Heat Recovery Electricity [kWh] | Annual Building Utility Performance Summary | Heat Recovery | Electricity [kWh] | 0.00 | 0.00 | 0.00 | 0.00 | 0.00
Annual Building Utility Performance Summary Heat Recovery Natural Gas [kWh] | Annual Building Utility Performance Summary | Heat Recovery | Natural Gas [kWh] | 0.00 | 0.00 | 0.00 | 0.00 | 0.00
Annual Building Utility Performance Summary Heat Recovery Additional Fuel [kWh] | Annual Building Utility Performance Summary | Heat Recovery | Additional Fuel [kWh] | 0.00 | 0.00 | 0.00 | 0.00 | 0.00
Annual Building Utility Performance Summary Heat Recovery District Cooling [kWh] | Annual Building Utility Performance Summary | Heat Recovery | District Cooling [kWh] | 0.00 | 0.00 | 0.00 | 0.00 | 0.00
Annual Building Utility Performance Summary Heat Recovery District Heating [kWh] | Annual Building Utility Performance Summary | Heat Recovery | District Heating [kWh] | 0.00 | 0.00 | 0.00 | 0.00 | 0.00
Annual Building Utility Performance Summary Heat Recovery Water [m3] | Annual Building Utility Performance Summary | Heat Recovery | Water [m3] | 0.00 | 0.00 | 0.00 | 0.00 | 0.00
Annual Building Utility Performance Summary Water Systems Electricity [kWh] | Annual Building Utility Performance Summary | Water Systems | Electricity [kWh] | 141.46 | 141.46 | 141.46 | 141.46 | 141.46
Annual Building Utility Performance Summary Water Systems Natural Gas [kWh] | Annual Building Utility Performance Summary | Water Systems | Natural Gas [kWh] | 0.00 | 0.00 | 0.00 | 0.00 | 0.00
Annual Building Utility Performance Summary Water Systems Additional Fuel [kWh] | Annual Building Utility Performance Summary | Water Systems | Additional Fuel [kWh] | 0.00 | 0.00 | 0.00 | 0.00 | 0.00
Annual Building Utility Performance Summary Water Systems District Cooling [kWh] | Annual Building Utility Performance Summary | Water Systems | District Cooling [kWh] | 0.00 | 0.00 | 0.00 | 0.00 | 0.00
Annual Building Utility Performance Summary Water Systems District Heating [kWh] | Annual Building Utility Performance Summary | Water Systems | District Heating [kWh] | 0.00 | 0.00 | 0.00 | 0.00 | 0.00
Annual Building Utility Performance Summary Water Systems Water [m3] | Annual Building Utility Performance Summary | Water Systems | Water [m3] | 12598.22 | 12598.22 | 12598.22 | 12598.22 | 12598.22
Annual Building Utility Performance Summary Refrigeration Electricity [kWh] | Annual Building Utility Performance Summary | Refrigeration | Electricity [kWh] | 0.00 | 0.00 | 0.00 | 0.00 | 0.00
Annual Building Utility Performance Summary Refrigeration Natural Gas [kWh] | Annual Building Utility Performance Summary | Refrigeration | Natural Gas [kWh] | 0.00 | 0.00 | 0.00 | 0.00 | 0.00
Annual Building Utility Performance Summary Refrigeration Additional Fuel [kWh] | Annual Building Utility Performance Summary | Refrigeration | Additional Fuel [kWh] | 0.00 | 0.00 | 0.00 | 0.00 | 0.00
Annual Building Utility Performance Summary Refrigeration District Cooling [kWh] | Annual Building Utility Performance Summary | Refrigeration | District Cooling [kWh] | 0.00 | 0.00 | 0.00 | 0.00 | 0.00
Annual Building Utility Performance Summary Refrigeration District Heating [kWh] | Annual Building Utility Performance Summary | Refrigeration | District Heating [kWh] | 0.00 | 0.00 | 0.00 | 0.00 | 0.00
Annual Building Utility Performance Summary Refrigeration Water [m3] | Annual Building Utility Performance Summary | Refrigeration | Water [m3] | 0.00 | 0.00 | 0.00 | 0.00 | 0.00
Annual Building Utility Performance Summary Generators Electricity [kWh] | Annual Building Utility Performance Summary | Generators | Electricity [kWh] | 0.00 | 0.00 | 0.00 | 0.00 | 0.00
Annual Building Utility Performance Summary Generators Natural Gas [kWh] | Annual Building Utility Performance Summary | Generators | Natural Gas [kWh] | 0.00 | 0.00 | 0.00 | 0.00 | 0.00
Annual Building Utility Performance Summary Generators Additional Fuel [kWh] | Annual Building Utility Performance Summary | Generators | Additional Fuel [kWh] | 0.00 | 0.00 | 0.00 | 0.00 | 0.00
Annual Building Utility Performance Summary Generators District Cooling [kWh] | Annual Building Utility Performance Summary | Generators | District Cooling [kWh] | 0.00 | 0.00 | 0.00 | 0.00 | 0.00
Annual Building Utility Performance Summary Generators District Heating [kWh] | Annual Building Utility Performance Summary | Generators | District Heating [kWh] | 0.00 | 0.00 | 0.00 | 0.00 | 0.00
Annual Building Utility Performance Summary Generators Water [m3] | Annual Building Utility Performance Summary | Generators | Water [m3] | 0.00 | 0.00 | 0.00 | 0.00 | 0.00
Annual Building Utility Performance Summary Electricity [kWh] | Annual Building Utility Performance Summary |  | Electricity [kWh]
Annual Building Utility Performance Summary Natural Gas [kWh] | Annual Building Utility Performance Summary |  | Natural Gas [kWh]
Annual Building Utility Performance Summary Additional Fuel [kWh] | Annual Building Utility Performance Summary |  | Additional Fuel [kWh]
Annual Building Utility Performance Summary District Cooling [kWh] | Annual Building Utility Performance Summary |  | District Cooling [kWh]
Annual Building Utility Performance Summary District Heating [kWh] | Annual Building Utility Performance Summary |  | District Heating [kWh]
Annual Building Utility Performance Summary Water [m3] | Annual Building Utility Performance Summary |  | Water [m3]
Annual Building Utility Performance Summary Total End Uses Electricity [kWh] | Annual Building Utility Performance Summary | Total End Uses | Electricity [kWh] | 6179233.96 | 6177135.32 | 6179525.30 | 6182652.35 | 5496500.67
Annual Building Utility Performance Summary Total End Uses Natural Gas [kWh] | Annual Building Utility Performance Summary | Total End Uses | Natural Gas [kWh] | 0.00 | 0.00 | 0.00 | 0.00 | 0.00
Annual Building Utility Performance Summary Total End Uses Additional Fuel [kWh] | Annual Building Utility Performance Summary | Total End Uses | Additional Fuel [kWh] | 0.00 | 0.00 | 0.00 | 0.00 | 0.00
Annual Building Utility Performance Summary Total End Uses District Cooling [kWh] | Annual Building Utility Performance Summary | Total End Uses | District Cooling [kWh] | 0.00 | 0.00 | 0.00 | 0.00 | 0.00
Annual Building Utility Performance Summary Total End Uses District Heating [kWh] | Annual Building Utility Performance Summary | Total End Uses | District Heating [kWh] | 0.00 | 0.00 | 0.00 | 0.00 | 0.00
Annual Building Utility Performance Summary Total End Uses Water [m3] | Annual Building Utility Performance Summary | Total End Uses | Water [m3] | 12598.22 | 12598.22 | 12598.22 | 12598.22 | 12598.22
Annual Building Utility Performance Summary Time Setpoint Not Met During Occupied Heating Facility [Hours] | Annual Building Utility Performance Summary | Time Setpoint Not Met During Occupied Heating | Facility [Hours] | 13.00 | 13.50 | 13.00 | 15.00 | 6.50
Annual Building Utility Performance Summary Time Setpoint Not Met During Occupied Cooling Facility [Hours] | Annual Building Utility Performance Summary | Time Setpoint Not Met During Occupied Cooling | Facility [Hours] | 0.00 | 0.00 | 0.00 | 0.00 | 0.00
Annual Building Utility Performance Summary Time Not Comfortable Based on Simple ASHRAE 55-2004 Facility [Hours] | Annual Building Utility Performance Summary | Time Not Comfortable Based on Simple ASHRAE 55-2004 | Facility [Hours] | 5653.00 | 5688.00 | 5681.00 | 5679.50 | 5005.50
Input Verification and Results Summary Gross Wall Area [m2] Total | Input Verification and Results Summary | Gross Wall Area [m2] | Total | 15490.98 | 15490.98 | 15490.98 | 15490.98 | 15490.98
Input Verification and Results Summary Gross Wall Area [m2] North (315 to 45 deg) | Input Verification and Results Summary | Gross Wall Area [m2] | North (315 to 45 deg) | 4522.96 | 3221.76 | 4523.81 | 3222.46 | 4522.96
Input Verification and Results Summary Gross Wall Area [m2] East (45 to 135 deg) | Input Verification and Results Summary | Gross Wall Area [m2] | East (45 to 135 deg) | 3222.46 | 4522.96 | 3221.76 | 4523.81 | 3222.46
Input Verification and Results Summary Gross Wall Area [m2] South (135 to 225 deg) | Input Verification and Results Summary | Gross Wall Area [m2] | South (135 to 225 deg) | 4523.81 | 3222.46 | 4522.96 | 3221.76 | 4523.81
Input Verification and Results Summary Gross Wall Area [m2] West (225 to 315 deg) | Input Verification and Results Summary | Gross Wall Area [m2] | West (225 to 315 deg) | 3221.76 | 4523.81 | 3222.46 | 4522.96 | 3221.76
Input Verification and Results Summary Above Ground Wall Area [m2] Total | Input Verification and Results Summary | Above Ground Wall Area [m2] | Total | 15490.98 | 15490.98 | 15490.98 | 15490.98 | 15490.98
Input Verification and Results Summary Above Ground Wall Area [m2] North (315 to 45 deg) | Input Verification and Results Summary | Above Ground Wall Area [m2] | North (315 to 45 deg) | 4522.96 | 3221.76 | 4523.81 | 3222.46 | 4522.96
Input Verification and Results Summary Above Ground Wall Area [m2] East (45 to 135 deg) | Input Verification and Results Summary | Above Ground Wall Area [m2] | East (45 to 135 deg) | 3222.46 | 4522.96 | 3221.76 | 4523.81 | 3222.46
Input Verification and Results Summary Above Ground Wall Area [m2] South (135 to 225 deg) | Input Verification and Results Summary | Above Ground Wall Area [m2] | South (135 to 225 deg) | 4523.81 | 3222.46 | 4522.96 | 3221.76 | 4523.81
Input Verification and Results Summary Above Ground Wall Area [m2] West (225 to 315 deg) | Input Verification and Results Summary | Above Ground Wall Area [m2] | West (225 to 315 deg) | 3221.76 | 4523.81 | 3222.46 | 4522.96 | 3221.76
Input Verification and Results Summary Window Opening Area [m2] Total | Input Verification and Results Summary | Window Opening Area [m2] | Total | 1702.42 | 1702.42 | 1702.42 | 1702.42 | 1702.42
Input Verification and Results Summary Window Opening Area [m2] North (315 to 45 deg) | Input Verification and Results Summary | Window Opening Area [m2] | North (315 to 45 deg) | 497.02 | 354.12 | 497.25 | 354.03 | 497.02
Input Verification and Results Summary Window Opening Area [m2] East (45 to 135 deg) | Input Verification and Results Summary | Window Opening Area [m2] | East (45 to 135 deg) | 354.03 | 497.02 | 354.12 | 497.25 | 354.03
Input Verification and Results Summary Window Opening Area [m2] South (135 to 225 deg) | Input Verification and Results Summary | Window Opening Area [m2] | South (135 to 225 deg) | 497.25 | 354.03 | 497.02 | 354.12 | 497.25
Input Verification and Results Summary Window Opening Area [m2] West (225 to 315 deg) | Input Verification and Results Summary | Window Opening Area [m2] | West (225 to 315 deg) | 354.12 | 497.25 | 354.03 | 497.02 | 354.12
Input Verification and Results Summary Gross Window-Wall Ratio [%] Total | Input Verification and Results Summary | Gross Window-Wall Ratio [%] | Total | 10.99 | 10.99 | 10.99 | 10.99 | 10.99
Input Verification and Results Summary Gross Window-Wall Ratio [%] North (315 to 45 deg) | Input Verification and Results Summary | Gross Window-Wall Ratio [%] | North (315 to 45 deg) | 10.99 | 10.99 | 10.99 | 10.99 | 10.99
Input Verification and Results Summary Gross Window-Wall Ratio [%] East (45 to 135 deg) | Input Verification and Results Summary | Gross Window-Wall Ratio [%] | East (45 to 135 deg) | 10.99 | 10.99 | 10.99 | 10.99 | 10.99
Input Verification and Results Summary Gross Window-Wall Ratio [%] South (135 to 225 deg) | Input Verification and Results Summary | Gross Window-Wall Ratio [%] | South (135 to 225 deg) | 10.99 | 10.99 | 10.99 | 10.99 | 10.99
Input Verification and Results Summary Gross Window-Wall Ratio [%] West (225 to 315 deg) | Input Verification and Results Summary | Gross Window-Wall Ratio [%] | West (225 to 315 deg) | 10.99 | 10.99 | 10.99 | 10.99 | 10.99
Input Verification and Results Summary Above Ground Window-Wall Ratio [%] Total | Input Verification and Results Summary | Above Ground Window-Wall Ratio [%] | Total | 10.99 | 10.99 | 10.99 | 10.99 | 10.99
Input Verification and Results Summary Above Ground Window-Wall Ratio [%] North (315 to 45 deg) | Input Verification and Results Summary | Above Ground Window-Wall Ratio [%] | North (315 to 45 deg) | 10.99 | 10.99 | 10.99 | 10.99 | 10.99
Input Verification and Results Summary Above Ground Window-Wall Ratio [%] East (45 to 135 deg) | Input Verification and Results Summary | Above Ground Window-Wall Ratio [%] | East (45 to 135 deg) | 10.99 | 10.99 | 10.99 | 10.99 | 10.99
Input Verification and Results Summary Above Ground Window-Wall Ratio [%] South (135 to 225 deg) | Input Verification and Results Summary | Above Ground Window-Wall Ratio [%] | South (135 to 225 deg) | 10.99 | 10.99 | 10.99 | 10.99 | 10.99
Input Verification and Results Summary Above Ground Window-Wall Ratio [%] West (225 to 315 deg) | Input Verification and Results Summary | Above Ground Window-Wall Ratio [%] | West (225 to 315 deg) | 10.99 | 10.99 | 10.99 | 10.99 | 10.99
Item Lighting Average LPD [W/m2] | Item | Lighting | Average LPD [W/m2] | 7.1955 | 7.1955 | 7.1955 | 7.1955 | 2.9259
Item Envelope Average External U | Item | Envelope | Average External U | 0.94211 | 0.94211 | 0.94211 | 0.94211 | 0.86854
Item Envelope Average Window U | Item | Envelope | Average Window U | 4.7411 | 4.7411 | 4.7411 | 4.7411 | 1.5405
Zone Summary Total Area m2 | Zone Summary | Total Area | m2 | 55967.73 | 55967.73 | 55967.73 | 55967.73 | 55967.73
Zone Summary Conditioned Area m2 | Zone Summary | Conditioned Area | m2 | 2282.90 | 2282.90 | 2282.90 | 2282.90 | 2282.90
Zone Summary Unconditioned Area m2 | Zone Summary | Unconditioned Area | m2 | 65624.70 | 65624.70 | 65624.70 | 65624.70 | 65624.70
Zone Summary Volume [m3] | Zone Summary | Volume | [m3] | 618425.31 | 618425.31 | 618425.31 | 618425.31 | 618425.31
Zone Summary Gross Wall Area [m2] | Zone Summary | Gross Wall Area | [m2] | 13026.51 | 13026.51 | 13026.51 | 13026.51 | 13026.51
Zone Summary Window Glass Area [m2] | Zone Summary | Window Glass Area | [m2] | 793.22 | 793.22 | 793.22 | 793.22 | 793.22
Zone Summary Avg Lighting LPD W/m2 | Zone Summary | Avg Lighting LPD | W/m2 | 7.2159 | 7.2159 | 7.2159 | 7.2159 | 2.0355
Zone Summary Avg Occupancy Density m2/Pers | Zone Summary | Avg Occupancy Density | m2/Pers | 111.46 | 111.46 | 111.46 | 111.46 | 111.46
Zone Summary Avg Plug load W/m2 [-] | Zone Summary | Avg Plug load | W/m2 [-] | 1.2520 | 1.2520 | 1.2520 | 1.2520 | 1.2520
Sensible summary HVAC Zone Eq & Other Sensible Air Heating [GJ] [GJ] | Sensible summary | HVAC Zone Eq & Other Sensible Air Heating [GJ] | [GJ] | 392.239 | 389.965 | 399.435 | 404.457 | 299.618
Sensible summary HVAC Zone Eq & Other Sensible Air Cooling [GJ] [GJ] | Sensible summary | HVAC Zone Eq & Other Sensible Air Cooling [GJ] | [GJ] | -73.715 | -76.809 | -69.816 | -70.919 | 108.316
Sensible summary HVAC Terminal Unit Sensible Air Heating [GJ] [GJ] | Sensible summary | HVAC Terminal Unit Sensible Air Heating [GJ] | [GJ] | 0.000 | 0.000 | 0.000 | 0.000 | 65.488
Sensible summary HVAC Terminal Unit Sensible Air Cooling [GJ] [GJ] | Sensible summary | HVAC Terminal Unit Sensible Air Cooling [GJ] | [GJ] | 0.000 | 0.000 | 0.000 | 0.000 | -317.872
Sensible summary HVAC Input Heated Surface Heating [GJ] [GJ] | Sensible summary | HVAC Input Heated Surface Heating [GJ] | [GJ] | 0.000 | 0.000 | 0.000 | 0.000 | 0.000
Sensible summary HVAC Input Cooled Surface Cooling [GJ] [GJ] | Sensible summary | HVAC Input Cooled Surface Cooling [GJ] | [GJ] | 0.000 | 0.000 | 0.000 | 0.000 | 0.000
Sensible summary People Sensible Heat Addition [GJ] [GJ] | Sensible summary | People Sensible Heat Addition [GJ] | [GJ] | 209.860 | 209.704 | 210.265 | 210.313 | 217.542
Sensible summary Lights Sensible Heat Addition [GJ] [GJ] | Sensible summary | Lights Sensible Heat Addition [GJ] | [GJ] | 3664.797 | 3664.797 | 3664.797 | 3664.797 | 1045.189
Sensible summary Equipment Sensible Heat Addition [GJ] [GJ] | Sensible summary | Equipment Sensible Heat Addition [GJ] | [GJ] | 590.807 | 590.807 | 590.807 | 590.807 | 590.807
Sensible summary Window Heat Addition [GJ] [GJ] | Sensible summary | Window Heat Addition [GJ] | [GJ] | 2410.434 | 2412.445 | 2406.768 | 2420.604 | 2228.114
Sensible summary Interzone Air Transfer Heat Addition [GJ] [GJ] | Sensible summary | Interzone Air Transfer Heat Addition [GJ] | [GJ] | 0.000 | 0.000 | 0.000 | 0.000 | 0.000
Sensible summary Infiltration Heat Addition [GJ] [GJ] | Sensible summary | Infiltration Heat Addition [GJ] | [GJ] | 214.547 | 210.833 | 210.500 | 207.353 | 268.123
Sensible summary Opaque Surface Conduction and Other Heat Addition [GJ] [GJ] | Sensible summary | Opaque Surface Conduction and Other Heat Addition [GJ] | [GJ] | 1048.654 | 1100.020 | 1092.953 | 1039.821 | 2184.797
Sensible summary Equipment Sensible Heat Removal [GJ] [GJ] | Sensible summary | Equipment Sensible Heat Removal [GJ] | [GJ] | 0.000 | 0.000 | 0.000 | 0.000 | 0.000
Sensible summary Window Heat Removal [GJ] [GJ] | Sensible summary | Window Heat Removal [GJ] | [GJ] | -2314.122 | -2313.950 | -2313.234 | -2313.511 | -998.188
Sensible summary Interzone Air Transfer Heat Removal [GJ] [GJ] | Sensible summary | Interzone Air Transfer Heat Removal [GJ] | [GJ] | 0.000 | 0.000 | 0.000 | 0.000 | 0.000
Sensible summary Infiltration Heat Removal [GJ] [GJ] | Sensible summary | Infiltration Heat Removal [GJ] | [GJ] | -5095.744 | -5096.155 | -5099.663 | -5102.732 | -5034.887
Sensible summary Opaque Surface Conduction and Other Heat Removal [GJ] [GJ] | Sensible summary | Opaque Surface Conduction and Other Heat Removal [GJ] | [GJ] | -1047.687 | -1091.668 | -1092.745 | -1050.976 | -657.079
Item Outdoor Air Summary Average outdoor air occupied [m3/s] | Item | Outdoor Air Summary | Average outdoor air occupied [m3/s] | 0.83045 | 0.82054 | 0.83535 | 0.84659 | 3.4779
Item Outdoor Air Summary Minimum outdoor air occupied [m3/s] | Item | Outdoor Air Summary | Minimum outdoor air occupied [m3/s] | 0 | 0 | 0 | 0 | 3.3353
Item Envelope Summary Average glass U-Factor [W/m2-K] | Item | Envelope Summary | Average glass U-Factor [W/m2-K] | 4.269 | 4.269 | 4.269 | 4.269 | 1.647
Item Envelope Summary Average glass SHGC | Item | Envelope Summary | Average glass SHGC | 0.392 | 0.392 | 0.392 | 0.392 | 0.369
Item Envelope Summary Average glass visible transmittance | Item | Envelope Summary | Average glass visible transmittance | 0.561 | 0.561 | 0.561 | 0.561 | 0.802
Annual Building Utility Performance Summary End Uses Heating General Electricity [kWh] | Annual Building Utility Performance Summary End Uses | Heating General | Electricity [kWh] | 133592.96 | 131173.56 | 134236.46 | 137262.20 | 98949.09
Annual Building Utility Performance Summary End Uses Heating General Natural Gas [kWh] | Annual Building Utility Performance Summary End Uses | Heating General | Natural Gas [kWh] | 0.00 | 0.00 | 0.00 | 0.00 | 0.00
Annual Building Utility Performance Summary End Uses Heating General Additional Fuel [kWh] | Annual Building Utility Performance Summary End Uses | Heating General | Additional Fuel [kWh] | 0.00 | 0.00 | 0.00 | 0.00 | 0.00
Annual Building Utility Performance Summary End Uses Heating General District Cooling [kWh] | Annual Building Utility Performance Summary End Uses | Heating General | District Cooling [kWh] | 0.00 | 0.00 | 0.00 | 0.00 | 0.00
Annual Building Utility Performance Summary End Uses Heating General District Heating [kWh] | Annual Building Utility Performance Summary End Uses | Heating General | District Heating [kWh] | 0.00 | 0.00 | 0.00 | 0.00 | 0.00
Annual Building Utility Performance Summary End Uses Heating General Water [m3] | Annual Building Utility Performance Summary End Uses | Heating General | Water [m3] | 0.00 | 0.00 | 0.00 | 0.00 | 0.00
Annual Building Utility Performance Summary End Uses Cooling General Electricity [kWh] | Annual Building Utility Performance Summary End Uses | Cooling General | Electricity [kWh] | 7493.95 | 7792.74 | 7126.95 | 7213.42 | 30227.18
Annual Building Utility Performance Summary End Uses Cooling General Natural Gas [kWh] | Annual Building Utility Performance Summary End Uses | Cooling General | Natural Gas [kWh] | 0.00 | 0.00 | 0.00 | 0.00 | 0.00
Annual Building Utility Performance Summary End Uses Cooling General Additional Fuel [kWh] | Annual Building Utility Performance Summary End Uses | Cooling General | Additional Fuel [kWh] | 0.00 | 0.00 | 0.00 | 0.00 | 0.00
Annual Building Utility Performance Summary End Uses Cooling General District Cooling [kWh] | Annual Building Utility Performance Summary End Uses | Cooling General | District Cooling [kWh] | 0.00 | 0.00 | 0.00 | 0.00 | 0.00
Annual Building Utility Performance Summary End Uses Cooling General District Heating [kWh] | Annual Building Utility Performance Summary End Uses | Cooling General | District Heating [kWh] | 0.00 | 0.00 | 0.00 | 0.00 | 0.00
Annual Building Utility Performance Summary End Uses Cooling General Water [m3] | Annual Building Utility Performance Summary End Uses | Cooling General | Water [m3] | 0.00 | 0.00 | 0.00 | 0.00 | 0.00
Annual Building Utility Performance Summary End Uses Interior Lighting Interior Lighting Electricity [kWh] | Annual Building Utility Performance Summary End Uses | Interior Lighting Interior Lighting | Electricity [kWh] | 1017999.21 | 1017999.21 | 1017999.21 | 1017999.21 | 290330.22
Annual Building Utility Performance Summary End Uses Interior Lighting Interior Lighting Natural Gas [kWh] | Annual Building Utility Performance Summary End Uses | Interior Lighting Interior Lighting | Natural Gas [kWh] | 0.00 | 0.00 | 0.00 | 0.00 | 0.00
Annual Building Utility Performance Summary End Uses Interior Lighting Interior Lighting Additional Fuel [kWh] | Annual Building Utility Performance Summary End Uses | Interior Lighting Interior Lighting | Additional Fuel [kWh] | 0.00 | 0.00 | 0.00 | 0.00 | 0.00
Annual Building Utility Performance Summary End Uses Interior Lighting Interior Lighting District Cooling [kWh] | Annual Building Utility Performance Summary End Uses | Interior Lighting Interior Lighting | District Cooling [kWh] | 0.00 | 0.00 | 0.00 | 0.00 | 0.00
Annual Building Utility Performance Summary End Uses Interior Lighting Interior Lighting District Heating [kWh] | Annual Building Utility Performance Summary End Uses | Interior Lighting Interior Lighting | District Heating [kWh] | 0.00 | 0.00 | 0.00 | 0.00 | 0.00
Annual Building Utility Performance Summary End Uses Interior Lighting Interior Lighting Water [m3] | Annual Building Utility Performance Summary End Uses | Interior Lighting Interior Lighting | Water [m3] | 0.00 | 0.00 | 0.00 | 0.00 | 0.00
Annual Building Utility Performance Summary End Uses Exterior Lighting Exterior Lighting Electricity [kWh] | Annual Building Utility Performance Summary End Uses | Exterior Lighting Exterior Lighting | Electricity [kWh] | 47702.25 | 47702.25 | 47702.25 | 47702.25 | 47702.25
Annual Building Utility Performance Summary End Uses Exterior Lighting Exterior Lighting Natural Gas [kWh] | Annual Building Utility Performance Summary End Uses | Exterior Lighting Exterior Lighting | Natural Gas [kWh] | 0.00 | 0.00 | 0.00 | 0.00 | 0.00
Annual Building Utility Performance Summary End Uses Exterior Lighting Exterior Lighting Additional Fuel [kWh] | Annual Building Utility Performance Summary End Uses | Exterior Lighting Exterior Lighting | Additional Fuel [kWh] | 0.00 | 0.00 | 0.00 | 0.00 | 0.00
Annual Building Utility Performance Summary End Uses Exterior Lighting Exterior Lighting District Cooling [kWh] | Annual Building Utility Performance Summary End Uses | Exterior Lighting Exterior Lighting | District Cooling [kWh] | 0.00 | 0.00 | 0.00 | 0.00 | 0.00
Annual Building Utility Performance Summary End Uses Exterior Lighting Exterior Lighting District Heating [kWh] | Annual Building Utility Performance Summary End Uses | Exterior Lighting Exterior Lighting | District Heating [kWh] | 0.00 | 0.00 | 0.00 | 0.00 | 0.00
Annual Building Utility Performance Summary End Uses Exterior Lighting Exterior Lighting Water [m3] | Annual Building Utility Performance Summary End Uses | Exterior Lighting Exterior Lighting | Water [m3] | 0.00 | 0.00 | 0.00 | 0.00 | 0.00
Annual Building Utility Performance Summary End Uses Interior Equipment Receptacle Equipment Electricity [kWh] | Annual Building Utility Performance Summary End Uses | Interior Equipment Receptacle Equipment | Electricity [kWh] | 102947.48 | 102947.48 | 102947.48 | 102947.48 | 102947.48
Annual Building Utility Performance Summary End Uses Interior Equipment Receptacle Equipment Natural Gas [kWh] | Annual Building Utility Performance Summary End Uses | Interior Equipment Receptacle Equipment | Natural Gas [kWh] | 0.00 | 0.00 | 0.00 | 0.00 | 0.00
Annual Building Utility Performance Summary End Uses Interior Equipment Receptacle Equipment Additional Fuel [kWh] | Annual Building Utility Performance Summary End Uses | Interior Equipment Receptacle Equipment | Additional Fuel [kWh] | 0.00 | 0.00 | 0.00 | 0.00 | 0.00
Annual Building Utility Performance Summary End Uses Interior Equipment Receptacle Equipment District Cooling [kWh] | Annual Building Utility Performance Summary End Uses | Interior Equipment Receptacle Equipment | District Cooling [kWh] | 0.00 | 0.00 | 0.00 | 0.00 | 0.00
Annual Building Utility Performance Summary End Uses Interior Equipment Receptacle Equipment District Heating [kWh] | Annual Building Utility Performance Summary End Uses | Interior Equipment Receptacle Equipment | District Heating [kWh] | 0.00 | 0.00 | 0.00 | 0.00 | 0.00
Annual Building Utility Performance Summary End Uses Interior Equipment Receptacle Equipment Water [m3] | Annual Building Utility Performance Summary End Uses | Interior Equipment Receptacle Equipment | Water [m3] | 0.00 | 0.00 | 0.00 | 0.00 | 0.00
Annual Building Utility Performance Summary End Uses Cooking Electricity [kWh] | Annual Building Utility Performance Summary End Uses | Cooking | Electricity [kWh] | 61165.58 | 61165.58 | 61165.58 | 61165.58 | 61165.58
Annual Building Utility Performance Summary End Uses Cooking Natural Gas [kWh] | Annual Building Utility Performance Summary End Uses | Cooking | Natural Gas [kWh] | 0.00 | 0.00 | 0.00 | 0.00 | 0.00
Annual Building Utility Performance Summary End Uses Cooking Additional Fuel [kWh] | Annual Building Utility Performance Summary End Uses | Cooking | Additional Fuel [kWh] | 0.00 | 0.00 | 0.00 | 0.00 | 0.00
Annual Building Utility Performance Summary End Uses Cooking District Cooling [kWh] | Annual Building Utility Performance Summary End Uses | Cooking | District Cooling [kWh] | 0.00 | 0.00 | 0.00 | 0.00 | 0.00
Annual Building Utility Performance Summary End Uses Cooking District Heating [kWh] | Annual Building Utility Performance Summary End Uses | Cooking | District Heating [kWh] | 0.00 | 0.00 | 0.00 | 0.00 | 0.00
Annual Building Utility Performance Summary End Uses Cooking Water [m3] | Annual Building Utility Performance Summary End Uses | Cooking | Water [m3] | 0.00 | 0.00 | 0.00 | 0.00 | 0.00
Annual Building Utility Performance Summary End Uses Exterior Equipment Conveyers Electricity [kWh] | Annual Building Utility Performance Summary End Uses | Exterior Equipment Conveyers | Electricity [kWh] | 292000.00 | 292000.00 | 292000.00 | 292000.00 | 292000.00
Annual Building Utility Performance Summary End Uses Exterior Equipment Conveyers Natural Gas [kWh] | Annual Building Utility Performance Summary End Uses | Exterior Equipment Conveyers | Natural Gas [kWh] | 0.00 | 0.00 | 0.00 | 0.00 | 0.00
Annual Building Utility Performance Summary End Uses Exterior Equipment Conveyers Additional Fuel [kWh] | Annual Building Utility Performance Summary End Uses | Exterior Equipment Conveyers | Additional Fuel [kWh] | 0.00 | 0.00 | 0.00 | 0.00 | 0.00
Annual Building Utility Performance Summary End Uses Exterior Equipment Conveyers District Cooling [kWh] | Annual Building Utility Performance Summary End Uses | Exterior Equipment Conveyers | District Cooling [kWh] | 0.00 | 0.00 | 0.00 | 0.00 | 0.00
Annual Building Utility Performance Summary End Uses Exterior Equipment Conveyers District Heating [kWh] | Annual Building Utility Performance Summary End Uses | Exterior Equipment Conveyers | District Heating [kWh] | 0.00 | 0.00 | 0.00 | 0.00 | 0.00
Annual Building Utility Performance Summary End Uses Exterior Equipment Conveyers Water [m3] | Annual Building Utility Performance Summary End Uses | Exterior Equipment Conveyers | Water [m3] | 0.00 | 0.00 | 0.00 | 0.00 | 0.00
Annual Building Utility Performance Summary End Uses Forklift Charging Electricity [kWh] | Annual Building Utility Performance Summary End Uses | Forklift Charging | Electricity [kWh] | 405150.00 | 405150.00 | 405150.00 | 405150.00 | 405150.00
Annual Building Utility Performance Summary End Uses Forklift Charging Natural Gas [kWh] | Annual Building Utility Performance Summary End Uses | Forklift Charging | Natural Gas [kWh] | 0.00 | 0.00 | 0.00 | 0.00 | 0.00
Annual Building Utility Performance Summary End Uses Forklift Charging Additional Fuel [kWh] | Annual Building Utility Performance Summary End Uses | Forklift Charging | Additional Fuel [kWh] | 0.00 | 0.00 | 0.00 | 0.00 | 0.00
Annual Building Utility Performance Summary End Uses Forklift Charging District Cooling [kWh] | Annual Building Utility Performance Summary End Uses | Forklift Charging | District Cooling [kWh] | 0.00 | 0.00 | 0.00 | 0.00 | 0.00
Annual Building Utility Performance Summary End Uses Forklift Charging District Heating [kWh] | Annual Building Utility Performance Summary End Uses | Forklift Charging | District Heating [kWh] | 0.00 | 0.00 | 0.00 | 0.00 | 0.00
Annual Building Utility Performance Summary End Uses Forklift Charging Water [m3] | Annual Building Utility Performance Summary End Uses | Forklift Charging | Water [m3] | 0.00 | 0.00 | 0.00 | 0.00 | 0.00
Annual Building Utility Performance Summary End Uses Refrigeration Plant Equipment Electricity [kWh] | Annual Building Utility Performance Summary End Uses | Refrigeration Plant Equipment | Electricity [kWh] | 3527310.36 | 3527310.36 | 3527310.36 | 3527310.36 | 3527310.36
Annual Building Utility Performance Summary End Uses Refrigeration Plant Equipment Natural Gas [kWh] | Annual Building Utility Performance Summary End Uses | Refrigeration Plant Equipment | Natural Gas [kWh] | 0.00 | 0.00 | 0.00 | 0.00 | 0.00
Annual Building Utility Performance Summary End Uses Refrigeration Plant Equipment Additional Fuel [kWh] | Annual Building Utility Performance Summary End Uses | Refrigeration Plant Equipment | Additional Fuel [kWh] | 0.00 | 0.00 | 0.00 | 0.00 | 0.00
Annual Building Utility Performance Summary End Uses Refrigeration Plant Equipment District Cooling [kWh] | Annual Building Utility Performance Summary End Uses | Refrigeration Plant Equipment | District Cooling [kWh] | 0.00 | 0.00 | 0.00 | 0.00 | 0.00
Annual Building Utility Performance Summary End Uses Refrigeration Plant Equipment District Heating [kWh] | Annual Building Utility Performance Summary End Uses | Refrigeration Plant Equipment | District Heating [kWh] | 0.00 | 0.00 | 0.00 | 0.00 | 0.00
Annual Building Utility Performance Summary End Uses Refrigeration Plant Equipment Water [m3] | Annual Building Utility Performance Summary End Uses | Refrigeration Plant Equipment | Water [m3] | 0.00 | 0.00 | 0.00 | 0.00 | 0.00
Annual Building Utility Performance Summary End Uses Plenum Recirc AHU Fan Electricity [kWh] | Annual Building Utility Performance Summary End Uses | Plenum Recirc AHU Fan | Electricity [kWh] | 16425.00 | 16425.00 | 16425.00 | 16425.00 | 16425.00
Annual Building Utility Performance Summary End Uses Plenum Recirc AHU Fan Natural Gas [kWh] | Annual Building Utility Performance Summary End Uses | Plenum Recirc AHU Fan | Natural Gas [kWh] | 0.00 | 0.00 | 0.00 | 0.00 | 0.00
Annual Building Utility Performance Summary End Uses Plenum Recirc AHU Fan Additional Fuel [kWh] | Annual Building Utility Performance Summary End Uses | Plenum Recirc AHU Fan | Additional Fuel [kWh] | 0.00 | 0.00 | 0.00 | 0.00 | 0.00
Annual Building Utility Performance Summary End Uses Plenum Recirc AHU Fan District Cooling [kWh] | Annual Building Utility Performance Summary End Uses | Plenum Recirc AHU Fan | District Cooling [kWh] | 0.00 | 0.00 | 0.00 | 0.00 | 0.00
Annual Building Utility Performance Summary End Uses Plenum Recirc AHU Fan District Heating [kWh] | Annual Building Utility Performance Summary End Uses | Plenum Recirc AHU Fan | District Heating [kWh] | 0.00 | 0.00 | 0.00 | 0.00 | 0.00
Annual Building Utility Performance Summary End Uses Plenum Recirc AHU Fan Water [m3] | Annual Building Utility Performance Summary End Uses | Plenum Recirc AHU Fan | Water [m3] | 0.00 | 0.00 | 0.00 | 0.00 | 0.00
Annual Building Utility Performance Summary End Uses Refrigeration Recirculation Coolers Electricity [kWh] | Annual Building Utility Performance Summary End Uses | Refrigeration Recirculation Coolers | Electricity [kWh] | 536112.00 | 536112.00 | 536112.00 | 536112.00 | 536112.00
Annual Building Utility Performance Summary End Uses Refrigeration Recirculation Coolers Natural Gas [kWh] | Annual Building Utility Performance Summary End Uses | Refrigeration Recirculation Coolers | Natural Gas [kWh] | 0.00 | 0.00 | 0.00 | 0.00 | 0.00
Annual Building Utility Performance Summary End Uses Refrigeration Recirculation Coolers Additional Fuel [kWh] | Annual Building Utility Performance Summary End Uses | Refrigeration Recirculation Coolers | Additional Fuel [kWh] | 0.00 | 0.00 | 0.00 | 0.00 | 0.00
Annual Building Utility Performance Summary End Uses Refrigeration Recirculation Coolers District Cooling [kWh] | Annual Building Utility Performance Summary End Uses | Refrigeration Recirculation Coolers | District Cooling [kWh] | 0.00 | 0.00 | 0.00 | 0.00 | 0.00
Annual Building Utility Performance Summary End Uses Refrigeration Recirculation Coolers District Heating [kWh] | Annual Building Utility Performance Summary End Uses | Refrigeration Recirculation Coolers | District Heating [kWh] | 0.00 | 0.00 | 0.00 | 0.00 | 0.00
Annual Building Utility Performance Summary End Uses Refrigeration Recirculation Coolers Water [m3] | Annual Building Utility Performance Summary End Uses | Refrigeration Recirculation Coolers | Water [m3] | 0.00 | 0.00 | 0.00 | 0.00 | 0.00
Annual Building Utility Performance Summary End Uses Elevators and Escalators Electricity [kWh] | Annual Building Utility Performance Summary End Uses | Elevators and Escalators | Electricity [kWh] | 28962.40 | 28962.40 | 28962.40 | 28962.40 | 28962.40
Annual Building Utility Performance Summary End Uses Elevators and Escalators Natural Gas [kWh] | Annual Building Utility Performance Summary End Uses | Elevators and Escalators | Natural Gas [kWh] | 0.00 | 0.00 | 0.00 | 0.00 | 0.00
Annual Building Utility Performance Summary End Uses Elevators and Escalators Additional Fuel [kWh] | Annual Building Utility Performance Summary End Uses | Elevators and Escalators | Additional Fuel [kWh] | 0.00 | 0.00 | 0.00 | 0.00 | 0.00
Annual Building Utility Performance Summary End Uses Elevators and Escalators District Cooling [kWh] | Annual Building Utility Performance Summary End Uses | Elevators and Escalators | District Cooling [kWh] | 0.00 | 0.00 | 0.00 | 0.00 | 0.00
Annual Building Utility Performance Summary End Uses Elevators and Escalators District Heating [kWh] | Annual Building Utility Performance Summary End Uses | Elevators and Escalators | District Heating [kWh] | 0.00 | 0.00 | 0.00 | 0.00 | 0.00
Annual Building Utility Performance Summary End Uses Elevators and Escalators Water [m3] | Annual Building Utility Performance Summary End Uses | Elevators and Escalators | Water [m3] | 0.00 | 0.00 | 0.00 | 0.00 | 0.00
Annual Building Utility Performance Summary End Uses Fans General Electricity [kWh] | Annual Building Utility Performance Summary End Uses | Fans General | Electricity [kWh] | 1681.99 | 1703.96 | 1696.82 | 1711.66 | 58528.33
Annual Building Utility Performance Summary End Uses Fans General Natural Gas [kWh] | Annual Building Utility Performance Summary End Uses | Fans General | Natural Gas [kWh] | 0.00 | 0.00 | 0.00 | 0.00 | 0.00
Annual Building Utility Performance Summary End Uses Fans General Additional Fuel [kWh] | Annual Building Utility Performance Summary End Uses | Fans General | Additional Fuel [kWh] | 0.00 | 0.00 | 0.00 | 0.00 | 0.00
Annual Building Utility Performance Summary End Uses Fans General District Cooling [kWh] | Annual Building Utility Performance Summary End Uses | Fans General | District Cooling [kWh] | 0.00 | 0.00 | 0.00 | 0.00 | 0.00
Annual Building Utility Performance Summary End Uses Fans General District Heating [kWh] | Annual Building Utility Performance Summary End Uses | Fans General | District Heating [kWh] | 0.00 | 0.00 | 0.00 | 0.00 | 0.00
Annual Building Utility Performance Summary End Uses Fans General Water [m3] | Annual Building Utility Performance Summary End Uses | Fans General | Water [m3] | 0.00 | 0.00 | 0.00 | 0.00 | 0.00
Annual Building Utility Performance Summary End Uses Pumps General Electricity [kWh] | Annual Building Utility Performance Summary End Uses | Pumps General | Electricity [kWh] | 549.32 | 549.32 | 549.32 | 549.32 | 549.32
Annual Building Utility Performance Summary End Uses Pumps General Natural Gas [kWh] | Annual Building Utility Performance Summary End Uses | Pumps General | Natural Gas [kWh] | 0.00 | 0.00 | 0.00 | 0.00 | 0.00
Annual Building Utility Performance Summary End Uses Pumps General Additional Fuel [kWh] | Annual Building Utility Performance Summary End Uses | Pumps General | Additional Fuel [kWh] | 0.00 | 0.00 | 0.00 | 0.00 | 0.00
Annual Building Utility Performance Summary End Uses Pumps General District Cooling [kWh] | Annual Building Utility Performance Summary End Uses | Pumps General | District Cooling [kWh] | 0.00 | 0.00 | 0.00 | 0.00 | 0.00
Annual Building Utility Performance Summary End Uses Pumps General District Heating [kWh] | Annual Building Utility Performance Summary End Uses | Pumps General | District Heating [kWh] | 0.00 | 0.00 | 0.00 | 0.00 | 0.00
Annual Building Utility Performance Summary End Uses Pumps General Water [m3] | Annual Building Utility Performance Summary End Uses | Pumps General | Water [m3] | 0.00 | 0.00 | 0.00 | 0.00 | 0.00
Annual Building Utility Performance Summary End Uses Heat Rejection General Electricity [kWh] | Annual Building Utility Performance Summary End Uses | Heat Rejection General | Electricity [kWh] | 0.00 | 0.00 | 0.00 | 0.00 | 0.00
Annual Building Utility Performance Summary End Uses Heat Rejection General Natural Gas [kWh] | Annual Building Utility Performance Summary End Uses | Heat Rejection General | Natural Gas [kWh] | 0.00 | 0.00 | 0.00 | 0.00 | 0.00
Annual Building Utility Performance Summary End Uses Heat Rejection General Additional Fuel [kWh] | Annual Building Utility Performance Summary End Uses | Heat Rejection General | Additional Fuel [kWh] | 0.00 | 0.00 | 0.00 | 0.00 | 0.00
Annual Building Utility Performance Summary End Uses Heat Rejection General District Cooling [kWh] | Annual Building Utility Performance Summary End Uses | Heat Rejection General | District Cooling [kWh] | 0.00 | 0.00 | 0.00 | 0.00 | 0.00
Annual Building Utility Performance Summary End Uses Heat Rejection General District Heating [kWh] | Annual Building Utility Performance Summary End Uses | Heat Rejection General | District Heating [kWh] | 0.00 | 0.00 | 0.00 | 0.00 | 0.00
Annual Building Utility Performance Summary End Uses Heat Rejection General Water [m3] | Annual Building Utility Performance Summary End Uses | Heat Rejection General | Water [m3] | 0.00 | 0.00 | 0.00 | 0.00 | 0.00
Annual Building Utility Performance Summary End Uses Humidification General Electricity [kWh] | Annual Building Utility Performance Summary End Uses | Humidification General | Electricity [kWh] | 0.00 | 0.00 | 0.00 | 0.00 | 0.00
Annual Building Utility Performance Summary End Uses Humidification General Natural Gas [kWh] | Annual Building Utility Performance Summary End Uses | Humidification General | Natural Gas [kWh] | 0.00 | 0.00 | 0.00 | 0.00 | 0.00
Annual Building Utility Performance Summary End Uses Humidification General Additional Fuel [kWh] | Annual Building Utility Performance Summary End Uses | Humidification General | Additional Fuel [kWh] | 0.00 | 0.00 | 0.00 | 0.00 | 0.00
Annual Building Utility Performance Summary End Uses Humidification General District Cooling [kWh] | Annual Building Utility Performance Summary End Uses | Humidification General | District Cooling [kWh] | 0.00 | 0.00 | 0.00 | 0.00 | 0.00
Annual Building Utility Performance Summary End Uses Humidification General District Heating [kWh] | Annual Building Utility Performance Summary End Uses | Humidification General | District Heating [kWh] | 0.00 | 0.00 | 0.00 | 0.00 | 0.00
Annual Building Utility Performance Summary End Uses Humidification General Water [m3] | Annual Building Utility Performance Summary End Uses | Humidification General | Water [m3] | 0.00 | 0.00 | 0.00 | 0.00 | 0.00
Annual Building Utility Performance Summary End Uses Heat Recovery General Electricity [kWh] | Annual Building Utility Performance Summary End Uses | Heat Recovery General | Electricity [kWh] | 0.00 | 0.00 | 0.00 | 0.00 | 0.00
Annual Building Utility Performance Summary End Uses Heat Recovery General Natural Gas [kWh] | Annual Building Utility Performance Summary End Uses | Heat Recovery General | Natural Gas [kWh] | 0.00 | 0.00 | 0.00 | 0.00 | 0.00
Annual Building Utility Performance Summary End Uses Heat Recovery General Additional Fuel [kWh] | Annual Building Utility Performance Summary End Uses | Heat Recovery General | Additional Fuel [kWh] | 0.00 | 0.00 | 0.00 | 0.00 | 0.00
Annual Building Utility Performance Summary End Uses Heat Recovery General District Cooling [kWh] | Annual Building Utility Performance Summary End Uses | Heat Recovery General | District Cooling [kWh] | 0.00 | 0.00 | 0.00 | 0.00 | 0.00
Annual Building Utility Performance Summary End Uses Heat Recovery General District Heating [kWh] | Annual Building Utility Performance Summary End Uses | Heat Recovery General | District Heating [kWh] | 0.00 | 0.00 | 0.00 | 0.00 | 0.00
Annual Building Utility Performance Summary End Uses Heat Recovery General Water [m3] | Annual Building Utility Performance Summary End Uses | Heat Recovery General | Water [m3] | 0.00 | 0.00 | 0.00 | 0.00 | 0.00
Annual Building Utility Performance Summary End Uses Water Systems Water Heater Electricity [kWh] | Annual Building Utility Performance Summary End Uses | Water Systems Water Heater | Electricity [kWh] | 141.46 | 141.46 | 141.46 | 141.46 | 141.46
Annual Building Utility Performance Summary End Uses Water Systems Water Heater Natural Gas [kWh] | Annual Building Utility Performance Summary End Uses | Water Systems Water Heater | Natural Gas [kWh] | 0.00 | 0.00 | 0.00 | 0.00 | 0.00
Annual Building Utility Performance Summary End Uses Water Systems Water Heater Additional Fuel [kWh] | Annual Building Utility Performance Summary End Uses | Water Systems Water Heater | Additional Fuel [kWh] | 0.00 | 0.00 | 0.00 | 0.00 | 0.00
Annual Building Utility Performance Summary End Uses Water Systems Water Heater District Cooling [kWh] | Annual Building Utility Performance Summary End Uses | Water Systems Water Heater | District Cooling [kWh] | 0.00 | 0.00 | 0.00 | 0.00 | 0.00
Annual Building Utility Performance Summary End Uses Water Systems Water Heater District Heating [kWh] | Annual Building Utility Performance Summary End Uses | Water Systems Water Heater | District Heating [kWh] | 0.00 | 0.00 | 0.00 | 0.00 | 0.00
Annual Building Utility Performance Summary End Uses Water Systems Water Heater Water [m3] | Annual Building Utility Performance Summary End Uses | Water Systems Water Heater | Water [m3] | 0.00 | 0.00 | 0.00 | 0.00 | 0.00
Annual Building Utility Performance Summary End Uses General Electricity [kWh] | Annual Building Utility Performance Summary End Uses | General | Electricity [kWh] | 0.00 | 0.00 | 0.00 | 0.00 | 0.00
Annual Building Utility Performance Summary End Uses General Natural Gas [kWh] | Annual Building Utility Performance Summary End Uses | General | Natural Gas [kWh] | 0.00 | 0.00 | 0.00 | 0.00 | 0.00
Annual Building Utility Performance Summary End Uses General Additional Fuel [kWh] | Annual Building Utility Performance Summary End Uses | General | Additional Fuel [kWh] | 0.00 | 0.00 | 0.00 | 0.00 | 0.00
Annual Building Utility Performance Summary End Uses General District Cooling [kWh] | Annual Building Utility Performance Summary End Uses | General | District Cooling [kWh] | 0.00 | 0.00 | 0.00 | 0.00 | 0.00
Annual Building Utility Performance Summary End Uses General District Heating [kWh] | Annual Building Utility Performance Summary End Uses | General | District Heating [kWh] | 0.00 | 0.00 | 0.00 | 0.00 | 0.00
Annual Building Utility Performance Summary End Uses General Water [m3] | Annual Building Utility Performance Summary End Uses | General | Water [m3] | 12598.22 | 12598.22 | 12598.22 | 12598.22 | 12598.22
Annual Building Utility Performance Summary End Uses Refrigeration General Electricity [kWh] | Annual Building Utility Performance Summary End Uses | Refrigeration General | Electricity [kWh] | 0.00 | 0.00 | 0.00 | 0.00 | 0.00
Annual Building Utility Performance Summary End Uses Refrigeration General Natural Gas [kWh] | Annual Building Utility Performance Summary End Uses | Refrigeration General | Natural Gas [kWh] | 0.00 | 0.00 | 0.00 | 0.00 | 0.00
Annual Building Utility Performance Summary End Uses Refrigeration General Additional Fuel [kWh] | Annual Building Utility Performance Summary End Uses | Refrigeration General | Additional Fuel [kWh] | 0.00 | 0.00 | 0.00 | 0.00 | 0.00
Annual Building Utility Performance Summary End Uses Refrigeration General District Cooling [kWh] | Annual Building Utility Performance Summary End Uses | Refrigeration General | District Cooling [kWh] | 0.00 | 0.00 | 0.00 | 0.00 | 0.00
Annual Building Utility Performance Summary End Uses Refrigeration General District Heating [kWh] | Annual Building Utility Performance Summary End Uses | Refrigeration General | District Heating [kWh] | 0.00 | 0.00 | 0.00 | 0.00 | 0.00
Annual Building Utility Performance Summary End Uses Refrigeration General Water [m3] | Annual Building Utility Performance Summary End Uses | Refrigeration General | Water [m3] | 0.00 | 0.00 | 0.00 | 0.00 | 0.00
Annual Building Utility Performance Summary End Uses Generators General Electricity [kWh] | Annual Building Utility Performance Summary End Uses | Generators General | Electricity [kWh] | 0.00 | 0.00 | 0.00 | 0.00 | 0.00
Annual Building Utility Performance Summary End Uses Generators General Natural Gas [kWh] | Annual Building Utility Performance Summary End Uses | Generators General | Natural Gas [kWh] | 0.00 | 0.00 | 0.00 | 0.00 | 0.00
Annual Building Utility Performance Summary End Uses Generators General Additional Fuel [kWh] | Annual Building Utility Performance Summary End Uses | Generators General | Additional Fuel [kWh] | 0.00 | 0.00 | 0.00 | 0.00 | 0.00
Annual Building Utility Performance Summary End Uses Generators General District Cooling [kWh] | Annual Building Utility Performance Summary End Uses | Generators General | District Cooling [kWh] | 0.00 | 0.00 | 0.00 | 0.00 | 0.00
Annual Building Utility Performance Summary End Uses Generators General District Heating [kWh] | Annual Building Utility Performance Summary End Uses | Generators General | District Heating [kWh] | 0.00 | 0.00 | 0.00 | 0.00 | 0.00
Annual Building Utility Performance Summary End Uses Generators General Water [m3] | Annual Building Utility Performance Summary End Uses | Generators General | Water [m3] | 0.00 | 0.00 | 0.00 | 0.00 | 0.00
Demand End Use Components Summary End Use Demand Heating General Electricity [W] | Demand End Use Components Summary End Use Demand | Heating General | Electricity [W] | 283069.68 | 282412.51 | 283324.58 | 284072.28 | 150956.42
Demand End Use Components Summary End Use Demand Heating General Natural Gas [W] | Demand End Use Components Summary End Use Demand | Heating General | Natural Gas [W] | 0.00 | 0.00 | 0.00 | 0.00 | 0.00
Demand End Use Components Summary End Use Demand Heating General Propane [W] | Demand End Use Components Summary End Use Demand | Heating General | Propane [W] | 0.00 | 0.00 | 0.00 | 0.00 | 0.00
Demand End Use Components Summary End Use Demand Heating General District Cooling [W] | Demand End Use Components Summary End Use Demand | Heating General | District Cooling [W] | 0.00 | 0.00 | 0.00 | 0.00 | 0.00
Demand End Use Components Summary End Use Demand Heating General Steam [W] | Demand End Use Components Summary End Use Demand | Heating General | Steam [W] | 0.00 | 0.00 | 0.00 | 0.00 | 0.00
Demand End Use Components Summary End Use Demand Heating General Water [m3/s] | Demand End Use Components Summary End Use Demand | Heating General | Water [m3/s] | 0.00 | 0.00 | 0.00 | 0.00 | 0.00
Demand End Use Components Summary End Use Demand Cooling General Electricity [W] | Demand End Use Components Summary End Use Demand | Cooling General | Electricity [W] | 0.00 | 0.00 | 0.00 | 0.00 | 0.00
Demand End Use Components Summary End Use Demand Cooling General Natural Gas [W] | Demand End Use Components Summary End Use Demand | Cooling General | Natural Gas [W] | 0.00 | 0.00 | 0.00 | 0.00 | 0.00
Demand End Use Components Summary End Use Demand Cooling General Propane [W] | Demand End Use Components Summary End Use Demand | Cooling General | Propane [W] | 0.00 | 0.00 | 0.00 | 0.00 | 0.00
Demand End Use Components Summary End Use Demand Cooling General District Cooling [W] | Demand End Use Components Summary End Use Demand | Cooling General | District Cooling [W] | 0.00 | 0.00 | 0.00 | 0.00 | 0.00
Demand End Use Components Summary End Use Demand Cooling General Steam [W] | Demand End Use Components Summary End Use Demand | Cooling General | Steam [W] | 0.00 | 0.00 | 0.00 | 0.00 | 0.00
Demand End Use Components Summary End Use Demand Cooling General Water [m3/s] | Demand End Use Components Summary End Use Demand | Cooling General | Water [m3/s] | 0.00 | 0.00 | 0.00 | 0.00 | 0.00
Demand End Use Components Summary End Use Demand Interior Lighting Interior Lighting Electricity [W] | Demand End Use Components Summary End Use Demand | Interior Lighting Interior Lighting | Electricity [W] | 287539.98 | 287539.98 | 287539.98 | 287539.98 | 82814.78
Demand End Use Components Summary End Use Demand Interior Lighting Interior Lighting Natural Gas [W] | Demand End Use Components Summary End Use Demand | Interior Lighting Interior Lighting | Natural Gas [W] | 0.00 | 0.00 | 0.00 | 0.00 | 0.00
Demand End Use Components Summary End Use Demand Interior Lighting Interior Lighting Propane [W] | Demand End Use Components Summary End Use Demand | Interior Lighting Interior Lighting | Propane [W] | 0.00 | 0.00 | 0.00 | 0.00 | 0.00
Demand End Use Components Summary End Use Demand Interior Lighting Interior Lighting District Cooling [W] | Demand End Use Components Summary End Use Demand | Interior Lighting Interior Lighting | District Cooling [W] | 0.00 | 0.00 | 0.00 | 0.00 | 0.00
Demand End Use Components Summary End Use Demand Interior Lighting Interior Lighting Steam [W] | Demand End Use Components Summary End Use Demand | Interior Lighting Interior Lighting | Steam [W] | 0.00 | 0.00 | 0.00 | 0.00 | 0.00
Demand End Use Components Summary End Use Demand Interior Lighting Interior Lighting Water [m3/s] | Demand End Use Components Summary End Use Demand | Interior Lighting Interior Lighting | Water [m3/s] | 0.00 | 0.00 | 0.00 | 0.00 | 0.00
Demand End Use Components Summary End Use Demand Exterior Lighting Exterior Lighting Electricity [W] | Demand End Use Components Summary End Use Demand | Exterior Lighting Exterior Lighting | Electricity [W] | 0.00 | 0.00 | 0.00 | 0.00 | 0.00
Demand End Use Components Summary End Use Demand Exterior Lighting Exterior Lighting Natural Gas [W] | Demand End Use Components Summary End Use Demand | Exterior Lighting Exterior Lighting | Natural Gas [W] | 0.00 | 0.00 | 0.00 | 0.00 | 0.00
Demand End Use Components Summary End Use Demand Exterior Lighting Exterior Lighting Propane [W] | Demand End Use Components Summary End Use Demand | Exterior Lighting Exterior Lighting | Propane [W] | 0.00 | 0.00 | 0.00 | 0.00 | 0.00
Demand End Use Components Summary End Use Demand Exterior Lighting Exterior Lighting District Cooling [W] | Demand End Use Components Summary End Use Demand | Exterior Lighting Exterior Lighting | District Cooling [W] | 0.00 | 0.00 | 0.00 | 0.00 | 0.00
Demand End Use Components Summary End Use Demand Exterior Lighting Exterior Lighting Steam [W] | Demand End Use Components Summary End Use Demand | Exterior Lighting Exterior Lighting | Steam [W] | 0.00 | 0.00 | 0.00 | 0.00 | 0.00
Demand End Use Components Summary End Use Demand Exterior Lighting Exterior Lighting Water [m3/s] | Demand End Use Components Summary End Use Demand | Exterior Lighting Exterior Lighting | Water [m3/s] | 0.00 | 0.00 | 0.00 | 0.00 | 0.00
Demand End Use Components Summary End Use Demand Interior Equipment Receptacle Equipment Electricity [W] | Demand End Use Components Summary End Use Demand | Interior Equipment Receptacle Equipment | Electricity [W] | 38937.60 | 38937.60 | 38937.60 | 38937.60 | 38937.60
Demand End Use Components Summary End Use Demand Interior Equipment Receptacle Equipment Natural Gas [W] | Demand End Use Components Summary End Use Demand | Interior Equipment Receptacle Equipment | Natural Gas [W] | 0.00 | 0.00 | 0.00 | 0.00 | 0.00
Demand End Use Components Summary End Use Demand Interior Equipment Receptacle Equipment Propane [W] | Demand End Use Components Summary End Use Demand | Interior Equipment Receptacle Equipment | Propane [W] | 0.00 | 0.00 | 0.00 | 0.00 | 0.00
Demand End Use Components Summary End Use Demand Interior Equipment Receptacle Equipment District Cooling [W] | Demand End Use Components Summary End Use Demand | Interior Equipment Receptacle Equipment | District Cooling [W] | 0.00 | 0.00 | 0.00 | 0.00 | 0.00
Demand End Use Components Summary End Use Demand Interior Equipment Receptacle Equipment Steam [W] | Demand End Use Components Summary End Use Demand | Interior Equipment Receptacle Equipment | Steam [W] | 0.00 | 0.00 | 0.00 | 0.00 | 0.00
Demand End Use Components Summary End Use Demand Interior Equipment Receptacle Equipment Water [m3/s] | Demand End Use Components Summary End Use Demand | Interior Equipment Receptacle Equipment | Water [m3/s] | 0.00 | 0.00 | 0.00 | 0.00 | 0.00
Demand End Use Components Summary End Use Demand Cooking Electricity [W] | Demand End Use Components Summary End Use Demand | Cooking | Electricity [W] | 15541.80 | 15541.80 | 15541.80 | 15541.80 | 15541.80
Demand End Use Components Summary End Use Demand Cooking Natural Gas [W] | Demand End Use Components Summary End Use Demand | Cooking | Natural Gas [W] | 0.00 | 0.00 | 0.00 | 0.00 | 0.00
Demand End Use Components Summary End Use Demand Cooking Propane [W] | Demand End Use Components Summary End Use Demand | Cooking | Propane [W] | 0.00 | 0.00 | 0.00 | 0.00 | 0.00
Demand End Use Components Summary End Use Demand Cooking District Cooling [W] | Demand End Use Components Summary End Use Demand | Cooking | District Cooling [W] | 0.00 | 0.00 | 0.00 | 0.00 | 0.00
Demand End Use Components Summary End Use Demand Cooking Steam [W] | Demand End Use Components Summary End Use Demand | Cooking | Steam [W] | 0.00 | 0.00 | 0.00 | 0.00 | 0.00
Demand End Use Components Summary End Use Demand Cooking Water [m3/s] | Demand End Use Components Summary End Use Demand | Cooking | Water [m3/s] | 0.00 | 0.00 | 0.00 | 0.00 | 0.00
Demand End Use Components Summary End Use Demand Exterior Equipment Conveyers Electricity [W] | Demand End Use Components Summary End Use Demand | Exterior Equipment Conveyers | Electricity [W] | 200000.00 | 200000.00 | 200000.00 | 200000.00 | 200000.00
Demand End Use Components Summary End Use Demand Exterior Equipment Conveyers Natural Gas [W] | Demand End Use Components Summary End Use Demand | Exterior Equipment Conveyers | Natural Gas [W] | 0.00 | 0.00 | 0.00 | 0.00 | 0.00
Demand End Use Components Summary End Use Demand Exterior Equipment Conveyers Propane [W] | Demand End Use Components Summary End Use Demand | Exterior Equipment Conveyers | Propane [W] | 0.00 | 0.00 | 0.00 | 0.00 | 0.00
Demand End Use Components Summary End Use Demand Exterior Equipment Conveyers District Cooling [W] | Demand End Use Components Summary End Use Demand | Exterior Equipment Conveyers | District Cooling [W] | 0.00 | 0.00 | 0.00 | 0.00 | 0.00
Demand End Use Components Summary End Use Demand Exterior Equipment Conveyers Steam [W] | Demand End Use Components Summary End Use Demand | Exterior Equipment Conveyers | Steam [W] | 0.00 | 0.00 | 0.00 | 0.00 | 0.00
Demand End Use Components Summary End Use Demand Exterior Equipment Conveyers Water [m3/s] | Demand End Use Components Summary End Use Demand | Exterior Equipment Conveyers | Water [m3/s] | 0.00 | 0.00 | 0.00 | 0.00 | 0.00
Demand End Use Components Summary End Use Demand Forklift Charging Electricity [W] | Demand End Use Components Summary End Use Demand | Forklift Charging | Electricity [W] | 555000.00 | 555000.00 | 555000.00 | 555000.00 | 555000.00
Demand End Use Components Summary End Use Demand Forklift Charging Natural Gas [W] | Demand End Use Components Summary End Use Demand | Forklift Charging | Natural Gas [W] | 0.00 | 0.00 | 0.00 | 0.00 | 0.00
Demand End Use Components Summary End Use Demand Forklift Charging Propane [W] | Demand End Use Components Summary End Use Demand | Forklift Charging | Propane [W] | 0.00 | 0.00 | 0.00 | 0.00 | 0.00
Demand End Use Components Summary End Use Demand Forklift Charging District Cooling [W] | Demand End Use Components Summary End Use Demand | Forklift Charging | District Cooling [W] | 0.00 | 0.00 | 0.00 | 0.00 | 0.00
Demand End Use Components Summary End Use Demand Forklift Charging Steam [W] | Demand End Use Components Summary End Use Demand | Forklift Charging | Steam [W] | 0.00 | 0.00 | 0.00 | 0.00 | 0.00
Demand End Use Components Summary End Use Demand Forklift Charging Water [m3/s] | Demand End Use Components Summary End Use Demand | Forklift Charging | Water [m3/s] | 0.00 | 0.00 | 0.00 | 0.00 | 0.00
Demand End Use Components Summary End Use Demand Refrigeration Plant Equipment Electricity [W] | Demand End Use Components Summary End Use Demand | Refrigeration Plant Equipment | Electricity [W] | 402661.00 | 402661.00 | 402661.00 | 402661.00 | 402661.00
Demand End Use Components Summary End Use Demand Refrigeration Plant Equipment Natural Gas [W] | Demand End Use Components Summary End Use Demand | Refrigeration Plant Equipment | Natural Gas [W] | 0.00 | 0.00 | 0.00 | 0.00 | 0.00
Demand End Use Components Summary End Use Demand Refrigeration Plant Equipment Propane [W] | Demand End Use Components Summary End Use Demand | Refrigeration Plant Equipment | Propane [W] | 0.00 | 0.00 | 0.00 | 0.00 | 0.00
Demand End Use Components Summary End Use Demand Refrigeration Plant Equipment District Cooling [W] | Demand End Use Components Summary End Use Demand | Refrigeration Plant Equipment | District Cooling [W] | 0.00 | 0.00 | 0.00 | 0.00 | 0.00
Demand End Use Components Summary End Use Demand Refrigeration Plant Equipment Steam [W] | Demand End Use Components Summary End Use Demand | Refrigeration Plant Equipment | Steam [W] | 0.00 | 0.00 | 0.00 | 0.00 | 0.00
Demand End Use Components Summary End Use Demand Refrigeration Plant Equipment Water [m3/s] | Demand End Use Components Summary End Use Demand | Refrigeration Plant Equipment | Water [m3/s] | 0.00 | 0.00 | 0.00 | 0.00 | 0.00
Demand End Use Components Summary End Use Demand Plenum Recirc AHU Fan Electricity [W] | Demand End Use Components Summary End Use Demand | Plenum Recirc AHU Fan | Electricity [W] | 15000.00 | 15000.00 | 15000.00 | 15000.00 | 15000.00
Demand End Use Components Summary End Use Demand Plenum Recirc AHU Fan Natural Gas [W] | Demand End Use Components Summary End Use Demand | Plenum Recirc AHU Fan | Natural Gas [W] | 0.00 | 0.00 | 0.00 | 0.00 | 0.00
Demand End Use Components Summary End Use Demand Plenum Recirc AHU Fan Propane [W] | Demand End Use Components Summary End Use Demand | Plenum Recirc AHU Fan | Propane [W] | 0.00 | 0.00 | 0.00 | 0.00 | 0.00
Demand End Use Components Summary End Use Demand Plenum Recirc AHU Fan District Cooling [W] | Demand End Use Components Summary End Use Demand | Plenum Recirc AHU Fan | District Cooling [W] | 0.00 | 0.00 | 0.00 | 0.00 | 0.00
Demand End Use Components Summary End Use Demand Plenum Recirc AHU Fan Steam [W] | Demand End Use Components Summary End Use Demand | Plenum Recirc AHU Fan | Steam [W] | 0.00 | 0.00 | 0.00 | 0.00 | 0.00
Demand End Use Components Summary End Use Demand Plenum Recirc AHU Fan Water [m3/s] | Demand End Use Components Summary End Use Demand | Plenum Recirc AHU Fan | Water [m3/s] | 0.00 | 0.00 | 0.00 | 0.00 | 0.00
Demand End Use Components Summary End Use Demand Refrigeration Recirculation Coolers Electricity [W] | Demand End Use Components Summary End Use Demand | Refrigeration Recirculation Coolers | Electricity [W] | 61200.00 | 61200.00 | 61200.00 | 61200.00 | 61200.00
Demand End Use Components Summary End Use Demand Refrigeration Recirculation Coolers Natural Gas [W] | Demand End Use Components Summary End Use Demand | Refrigeration Recirculation Coolers | Natural Gas [W] | 0.00 | 0.00 | 0.00 | 0.00 | 0.00
Demand End Use Components Summary End Use Demand Refrigeration Recirculation Coolers Propane [W] | Demand End Use Components Summary End Use Demand | Refrigeration Recirculation Coolers | Propane [W] | 0.00 | 0.00 | 0.00 | 0.00 | 0.00
Demand End Use Components Summary End Use Demand Refrigeration Recirculation Coolers District Cooling [W] | Demand End Use Components Summary End Use Demand | Refrigeration Recirculation Coolers | District Cooling [W] | 0.00 | 0.00 | 0.00 | 0.00 | 0.00
Demand End Use Components Summary End Use Demand Refrigeration Recirculation Coolers Steam [W] | Demand End Use Components Summary End Use Demand | Refrigeration Recirculation Coolers | Steam [W] | 0.00 | 0.00 | 0.00 | 0.00 | 0.00
Demand End Use Components Summary End Use Demand Refrigeration Recirculation Coolers Water [m3/s] | Demand End Use Components Summary End Use Demand | Refrigeration Recirculation Coolers | Water [m3/s] | 0.00 | 0.00 | 0.00 | 0.00 | 0.00
Demand End Use Components Summary End Use Demand Elevators and Escalators Electricity [W] | Demand End Use Components Summary End Use Demand | Elevators and Escalators | Electricity [W] | 13800.00 | 13800.00 | 13800.00 | 13800.00 | 13800.00
Demand End Use Components Summary End Use Demand Elevators and Escalators Natural Gas [W] | Demand End Use Components Summary End Use Demand | Elevators and Escalators | Natural Gas [W] | 0.00 | 0.00 | 0.00 | 0.00 | 0.00
Demand End Use Components Summary End Use Demand Elevators and Escalators Propane [W] | Demand End Use Components Summary End Use Demand | Elevators and Escalators | Propane [W] | 0.00 | 0.00 | 0.00 | 0.00 | 0.00
Demand End Use Components Summary End Use Demand Elevators and Escalators District Cooling [W] | Demand End Use Components Summary End Use Demand | Elevators and Escalators | District Cooling [W] | 0.00 | 0.00 | 0.00 | 0.00 | 0.00
Demand End Use Components Summary End Use Demand Elevators and Escalators Steam [W] | Demand End Use Components Summary End Use Demand | Elevators and Escalators | Steam [W] | 0.00 | 0.00 | 0.00 | 0.00 | 0.00
Demand End Use Components Summary End Use Demand Elevators and Escalators Water [m3/s] | Demand End Use Components Summary End Use Demand | Elevators and Escalators | Water [m3/s] | 0.00 | 0.00 | 0.00 | 0.00 | 0.00
Demand End Use Components Summary End Use Demand Fans General Electricity [W] | Demand End Use Components Summary End Use Demand | Fans General | Electricity [W] | 1102.65 | 1152.99 | 1105.95 | 1106.62 | 7483.65
Demand End Use Components Summary End Use Demand Fans General Natural Gas [W] | Demand End Use Components Summary End Use Demand | Fans General | Natural Gas [W] | 0.00 | 0.00 | 0.00 | 0.00 | 0.00
Demand End Use Components Summary End Use Demand Fans General Propane [W] | Demand End Use Components Summary End Use Demand | Fans General | Propane [W] | 0.00 | 0.00 | 0.00 | 0.00 | 0.00
Demand End Use Components Summary End Use Demand Fans General District Cooling [W] | Demand End Use Components Summary End Use Demand | Fans General | District Cooling [W] | 0.00 | 0.00 | 0.00 | 0.00 | 0.00
Demand End Use Components Summary End Use Demand Fans General Steam [W] | Demand End Use Components Summary End Use Demand | Fans General | Steam [W] | 0.00 | 0.00 | 0.00 | 0.00 | 0.00
Demand End Use Components Summary End Use Demand Fans General Water [m3/s] | Demand End Use Components Summary End Use Demand | Fans General | Water [m3/s] | 0.00 | 0.00 | 0.00 | 0.00 | 0.00
Demand End Use Components Summary End Use Demand Pumps General Electricity [W] | Demand End Use Components Summary End Use Demand | Pumps General | Electricity [W] | 63.58 | 63.58 | 63.58 | 63.58 | 63.58
Demand End Use Components Summary End Use Demand Pumps General Natural Gas [W] | Demand End Use Components Summary End Use Demand | Pumps General | Natural Gas [W] | 0.00 | 0.00 | 0.00 | 0.00 | 0.00
Demand End Use Components Summary End Use Demand Pumps General Propane [W] | Demand End Use Components Summary End Use Demand | Pumps General | Propane [W] | 0.00 | 0.00 | 0.00 | 0.00 | 0.00
Demand End Use Components Summary End Use Demand Pumps General District Cooling [W] | Demand End Use Components Summary End Use Demand | Pumps General | District Cooling [W] | 0.00 | 0.00 | 0.00 | 0.00 | 0.00
Demand End Use Components Summary End Use Demand Pumps General Steam [W] | Demand End Use Components Summary End Use Demand | Pumps General | Steam [W] | 0.00 | 0.00 | 0.00 | 0.00 | 0.00
Demand End Use Components Summary End Use Demand Pumps General Water [m3/s] | Demand End Use Components Summary End Use Demand | Pumps General | Water [m3/s] | 0.00 | 0.00 | 0.00 | 0.00 | 0.00
Demand End Use Components Summary End Use Demand Heat Rejection General Electricity [W] | Demand End Use Components Summary End Use Demand | Heat Rejection General | Electricity [W] | 0.00 | 0.00 | 0.00 | 0.00 | 0.00
Demand End Use Components Summary End Use Demand Heat Rejection General Natural Gas [W] | Demand End Use Components Summary End Use Demand | Heat Rejection General | Natural Gas [W] | 0.00 | 0.00 | 0.00 | 0.00 | 0.00
Demand End Use Components Summary End Use Demand Heat Rejection General Propane [W] | Demand End Use Components Summary End Use Demand | Heat Rejection General | Propane [W] | 0.00 | 0.00 | 0.00 | 0.00 | 0.00
Demand End Use Components Summary End Use Demand Heat Rejection General District Cooling [W] | Demand End Use Components Summary End Use Demand | Heat Rejection General | District Cooling [W] | 0.00 | 0.00 | 0.00 | 0.00 | 0.00
Demand End Use Components Summary End Use Demand Heat Rejection General Steam [W] | Demand End Use Components Summary End Use Demand | Heat Rejection General | Steam [W] | 0.00 | 0.00 | 0.00 | 0.00 | 0.00
Demand End Use Components Summary End Use Demand Heat Rejection General Water [m3/s] | Demand End Use Components Summary End Use Demand | Heat Rejection General | Water [m3/s] | 0.00 | 0.00 | 0.00 | 0.00 | 0.00
Demand End Use Components Summary End Use Demand Humidification General Electricity [W] | Demand End Use Components Summary End Use Demand | Humidification General | Electricity [W] | 0.00 | 0.00 | 0.00 | 0.00 | 0.00
Demand End Use Components Summary End Use Demand Humidification General Natural Gas [W] | Demand End Use Components Summary End Use Demand | Humidification General | Natural Gas [W] | 0.00 | 0.00 | 0.00 | 0.00 | 0.00
Demand End Use Components Summary End Use Demand Humidification General Propane [W] | Demand End Use Components Summary End Use Demand | Humidification General | Propane [W] | 0.00 | 0.00 | 0.00 | 0.00 | 0.00
Demand End Use Components Summary End Use Demand Humidification General District Cooling [W] | Demand End Use Components Summary End Use Demand | Humidification General | District Cooling [W] | 0.00 | 0.00 | 0.00 | 0.00 | 0.00
Demand End Use Components Summary End Use Demand Humidification General Steam [W] | Demand End Use Components Summary End Use Demand | Humidification General | Steam [W] | 0.00 | 0.00 | 0.00 | 0.00 | 0.00
Demand End Use Components Summary End Use Demand Humidification General Water [m3/s] | Demand End Use Components Summary End Use Demand | Humidification General | Water [m3/s] | 0.00 | 0.00 | 0.00 | 0.00 | 0.00
Demand End Use Components Summary End Use Demand Heat Recovery General Electricity [W] | Demand End Use Components Summary End Use Demand | Heat Recovery General | Electricity [W] | 0.00 | 0.00 | 0.00 | 0.00 | 0.00
Demand End Use Components Summary End Use Demand Heat Recovery General Natural Gas [W] | Demand End Use Components Summary End Use Demand | Heat Recovery General | Natural Gas [W] | 0.00 | 0.00 | 0.00 | 0.00 | 0.00
Demand End Use Components Summary End Use Demand Heat Recovery General Propane [W] | Demand End Use Components Summary End Use Demand | Heat Recovery General | Propane [W] | 0.00 | 0.00 | 0.00 | 0.00 | 0.00
Demand End Use Components Summary End Use Demand Heat Recovery General District Cooling [W] | Demand End Use Components Summary End Use Demand | Heat Recovery General | District Cooling [W] | 0.00 | 0.00 | 0.00 | 0.00 | 0.00
Demand End Use Components Summary End Use Demand Heat Recovery General Steam [W] | Demand End Use Components Summary End Use Demand | Heat Recovery General | Steam [W] | 0.00 | 0.00 | 0.00 | 0.00 | 0.00
Demand End Use Components Summary End Use Demand Heat Recovery General Water [m3/s] | Demand End Use Components Summary End Use Demand | Heat Recovery General | Water [m3/s] | 0.00 | 0.00 | 0.00 | 0.00 | 0.00
Demand End Use Components Summary End Use Demand Water Systems Water Heater Electricity [W] | Demand End Use Components Summary End Use Demand | Water Systems Water Heater | Electricity [W] | 16.21 | 16.21 | 16.21 | 16.21 | 16.21
Demand End Use Components Summary End Use Demand Water Systems Water Heater Natural Gas [W] | Demand End Use Components Summary End Use Demand | Water Systems Water Heater | Natural Gas [W] | 0.00 | 0.00 | 0.00 | 0.00 | 0.00
Demand End Use Components Summary End Use Demand Water Systems Water Heater Propane [W] | Demand End Use Components Summary End Use Demand | Water Systems Water Heater | Propane [W] | 0.00 | 0.00 | 0.00 | 0.00 | 0.00
Demand End Use Components Summary End Use Demand Water Systems Water Heater District Cooling [W] | Demand End Use Components Summary End Use Demand | Water Systems Water Heater | District Cooling [W] | 0.00 | 0.00 | 0.00 | 0.00 | 0.00
Demand End Use Components Summary End Use Demand Water Systems Water Heater Steam [W] | Demand End Use Components Summary End Use Demand | Water Systems Water Heater | Steam [W] | 0.00 | 0.00 | 0.00 | 0.00 | 0.00
Demand End Use Components Summary End Use Demand Water Systems Water Heater Water [m3/s] | Demand End Use Components Summary End Use Demand | Water Systems Water Heater | Water [m3/s] | 0.00 | 0.00 | 0.00 | 0.00 | 0.00
Demand End Use Components Summary End Use Demand General Electricity [W] | Demand End Use Components Summary End Use Demand | General | Electricity [W] | 0.00 | 0.00 | 0.00 | 0.00 | 0.00
Demand End Use Components Summary End Use Demand General Natural Gas [W] | Demand End Use Components Summary End Use Demand | General | Natural Gas [W] | 0.00 | 0.00 | 0.00 | 0.00 | 0.00
Demand End Use Components Summary End Use Demand General Propane [W] | Demand End Use Components Summary End Use Demand | General | Propane [W] | 0.00 | 0.00 | 0.00 | 0.00 | 0.00
Demand End Use Components Summary End Use Demand General District Cooling [W] | Demand End Use Components Summary End Use Demand | General | District Cooling [W] | 0.00 | 0.00 | 0.00 | 0.00 | 0.00
Demand End Use Components Summary End Use Demand General Steam [W] | Demand End Use Components Summary End Use Demand | General | Steam [W] | 0.00 | 0.00 | 0.00 | 0.00 | 0.00
Demand End Use Components Summary End Use Demand General Water [m3/s] | Demand End Use Components Summary End Use Demand | General | Water [m3/s] | 0.00 | 0.00 | 0.00 | 0.00 | 0.00
Demand End Use Components Summary End Use Demand Refrigeration General Electricity [W] | Demand End Use Components Summary End Use Demand | Refrigeration General | Electricity [W] | 0.00 | 0.00 | 0.00 | 0.00 | 0.00
Demand End Use Components Summary End Use Demand Refrigeration General Natural Gas [W] | Demand End Use Components Summary End Use Demand | Refrigeration General | Natural Gas [W] | 0.00 | 0.00 | 0.00 | 0.00 | 0.00
Demand End Use Components Summary End Use Demand Refrigeration General Propane [W] | Demand End Use Components Summary End Use Demand | Refrigeration General | Propane [W] | 0.00 | 0.00 | 0.00 | 0.00 | 0.00
Demand End Use Components Summary End Use Demand Refrigeration General District Cooling [W] | Demand End Use Components Summary End Use Demand | Refrigeration General | District Cooling [W] | 0.00 | 0.00 | 0.00 | 0.00 | 0.00
Demand End Use Components Summary End Use Demand Refrigeration General Steam [W] | Demand End Use Components Summary End Use Demand | Refrigeration General | Steam [W] | 0.00 | 0.00 | 0.00 | 0.00 | 0.00
Demand End Use Components Summary End Use Demand Refrigeration General Water [m3/s] | Demand End Use Components Summary End Use Demand | Refrigeration General | Water [m3/s] | 0.00 | 0.00 | 0.00 | 0.00 | 0.00
Demand End Use Components Summary End Use Demand Generators General Electricity [W] | Demand End Use Components Summary End Use Demand | Generators General | Electricity [W] | 0.00 | 0.00 | 0.00 | 0.00 | 0.00
Demand End Use Components Summary End Use Demand Generators General Natural Gas [W] | Demand End Use Components Summary End Use Demand | Generators General | Natural Gas [W] | 0.00 | 0.00 | 0.00 | 0.00 | 0.00
Demand End Use Components Summary End Use Demand Generators General Propane [W] | Demand End Use Components Summary End Use Demand | Generators General | Propane [W] | 0.00 | 0.00 | 0.00 | 0.00 | 0.00
Demand End Use Components Summary End Use Demand Generators General District Cooling [W] | Demand End Use Components Summary End Use Demand | Generators General | District Cooling [W] | 0.00 | 0.00 | 0.00 | 0.00 | 0.00
Demand End Use Components Summary End Use Demand Generators General Steam [W] | Demand End Use Components Summary End Use Demand | Generators General | Steam [W] | 0.00 | 0.00 | 0.00 | 0.00 | 0.00
Demand End Use Components Summary End Use Demand Generators General Water [m3/s] | Demand End Use Components Summary End Use Demand | Generators General | Water [m3/s] | 0.00 | 0.00 | 0.00 | 0.00 | 0.00

## Fuel End Use Sub Cats
|  |  | Summary | [6 empty] | Fuel types | [5 empty] | KEY | LOOKUP
NOTE |  | Fuel | AD | BL | SAVINGS | AD | BL | AD | BL | AD |  |  | BL |  |  |  | Proposed | BASELINE AVG | Baseline 0 | Baseline 90 | Baseline 180 | Baseline 270 |  | FLH | FLH
|  |  | MWh | MWh | % | kW | kW | FLH | FLH | elec | gas | other | elec | gas | other
[16 empty] | Input Verification and Results Summary Rotation for Appendix G [deg] Value | 0 | 135 | 0 | 90 | 180 | 270 | 0 |  |  | 0
[16 empty] | Input Verification and Results Summary Hours Simulated [hrs] Value | 8760 | 8760 | 8760 | 8760 | 8760 | 8760 | 1 |  |  | 0
[16 empty] | Demand End Use Components Summary End Use Demand Heating General Electricity [W] | [7 empty] | #DIV/0! | #DIV/0! | 1
HVAC | Heating General | elec | 98.9491 | 134.0663 | 26.19% | 150.9564 | 283.2198 | 655.4812 | 473.3649 | 98.9491 | 0 | 0 | 134.0663 | 0 | 0 | Annual Building Utility Performance Summary End Uses Heating General Electricity [kWh] | 98949.09 | 134066.295 | 133592.96 | 131173.56 | 134236.46 | 137262.2 | 0 |  |  | 0
|  |  | elec: 0; gas: 0; other: 0; elec: 0; gas: 0; other: 0 | Demand End Use Components Summary End Use Demand Heating General Electricity [W] | 150956.42 | 283219.7625 | 283069.68 | 282412.51 | 283324.58 | 284072.28 | 1 | 655.4812 | 473.3649 | 1
HVAC | Cooling General | elec | 30.2272 | 7.4068 | -308.1% | 0 | 0 |  |  | 30.2272 | 0 | 0 | 7.4068 | 0 | 0 | Annual Building Utility Performance Summary End Uses Cooling General Electricity [kWh] | 30227.18 | 7406.765 | 7493.95 | 7792.74 | 7126.95 | 7213.42 | 0 |  |  | 0
|  |  | elec: 0; gas: 0; other: 0; elec: 0; gas: 0; other: 0 | Demand End Use Components Summary End Use Demand Cooling General Electricity [W] | 0 | 0 | 0 | 0 | 0 | 0 | 1 | #DIV/0! | #DIV/0! | 1
HVAC | Fans General | elec | 58.5283 | 1.6986 | -3346% | 7.4836 | 1.1171 | 7820.8267 | 1520.6156 | 58.5283 | 0 | 0 | 1.6986 | 0 | 0 | Annual Building Utility Performance Summary End Uses Fans General Electricity [kWh] | 58528.33 | 1698.6075 | 1681.99 | 1703.96 | 1696.82 | 1711.66 | 0 |  |  | 0
|  |  | elec: 0; gas: 0; other: 0; elec: 0; gas: 0; other: 0 | Demand End Use Components Summary End Use Demand Fans General Electricity [W] | 7483.65 | 1117.0525 | 1102.65 | 1152.99 | 1105.95 | 1106.62 | 1 | 7820.8267 | 1520.6156 | 1
HVAC | Pumps General | elec | 0.54932 | 0.54932 | 0% | 0.06358 | 0.06358 | 8639.8238 | 8639.8238 | 0.54932 | 0 | 0 | 0.54932 | 0 | 0 | Annual Building Utility Performance Summary End Uses Pumps General Electricity [kWh] | 549.32 | 549.32 | 549.32 | 549.32 | 549.32 | 549.32 | 0 |  |  | 0
|  |  | elec: 0; gas: 0; other: 0; elec: 0; gas: 0; other: 0 | Demand End Use Components Summary End Use Demand Pumps General Electricity [W] | 63.58 | 63.58 | 63.58 | 63.58 | 63.58 | 63.58 | 1 | 8639.8238 | 8639.8238 | 1
HVAC | Heat Rejection General | elec | 0 | 0 |  | 0 | 0 |  |  | 0 | 0 | 0 | 0 | 0 | 0 | Annual Building Utility Performance Summary End Uses Heat Rejection General Electricity [kWh] | 0 | 0 | 0 | 0 | 0 | 0 | 0 |  |  | 0
|  |  | elec: 0; gas: 0; other: 0; elec: 0; gas: 0; other: 0 | Demand End Use Components Summary End Use Demand Heat Rejection General Electricity [W] | 0 | 0 | 0 | 0 | 0 | 0 | 1 | #DIV/0! | #DIV/0! | 1
HVAC | Humidification General | elec | 0 | 0 |  | 0 | 0 |  |  | 0 | 0 | 0 | 0 | 0 | 0 | Annual Building Utility Performance Summary End Uses Humidification General Electricity [kWh] | 0 | 0 | 0 | 0 | 0 | 0 | 0 |  |  | 0
|  |  | elec: 0; gas: 0; other: 0; elec: 0; gas: 0; other: 0 | Demand End Use Components Summary End Use Demand Humidification General Electricity [W] | 0 | 0 | 0 | 0 | 0 | 0 | 1 | #DIV/0! | #DIV/0! | 1
HVAC | Heat Recovery General | elec | 0 | 0 |  | 0 | 0 |  |  | 0 | 0 | 0 | 0 | 0 | 0 | Annual Building Utility Performance Summary End Uses Heat Recovery General Electricity [kWh] | 0 | 0 | 0 | 0 | 0 | 0 | 0 |  |  | 0
|  |  | elec: 0; gas: 0; other: 0; elec: 0; gas: 0; other: 0 | Demand End Use Components Summary End Use Demand Heat Recovery General Electricity [W] | 0 | 0 | 0 | 0 | 0 | 0 | 1 | #DIV/0! | #DIV/0! | 1
Water | Water Systems Water Heater | elec | 0.14146 | 0.14146 | 0% | 0.01621 | 0.01621 | 8726.7119 | 8726.7119 | 0.14146 | 0 | 0 | 0.14146 | 0 | 0 | Annual Building Utility Performance Summary End Uses Water Systems Water Heater Electricity [kWh] | 141.46 | 141.46 | 141.46 | 141.46 | 141.46 | 141.46 | 0 |  |  | 0
|  |  | elec: 0; gas: 0; other: 0; elec: 0; gas: 0; other: 0 | Demand End Use Components Summary End Use Demand Water Systems Water Heater Electricity [W] | 16.21 | 16.21 | 16.21 | 16.21 | 16.21 | 16.21 | 1 | 8726.7119 | 8726.7119 | 1
Lighting | Interior Lighting Interior Lighting | elec | 290.3302 | 1017.9992 | 71.48% | 82.8148 | 287.54 | 3505.7778 | 3540.3745 | 290.3302 | 0 | 0 | 1017.9992 | 0 | 0 | Annual Building Utility Performance Summary End Uses Interior Lighting Interior Lighting Electricity [kWh] | 290330.22 | 1017999.21 | 1017999.21 | 1017999.21 | 1017999.21 | 1017999.21 | 0 |  |  | 0
|  |  | elec: 0; gas: 0; other: 0; elec: 0; gas: 0; other: 0 | Demand End Use Components Summary End Use Demand Interior Lighting Interior Lighting Electricity [W] | 82814.78 | 287539.98 | 287539.98 | 287539.98 | 287539.98 | 287539.98 | 1 | 3505.7778 | 3540.3745 | 1
Ext. lighting | Exterior Lighting Exterior Lighting | elec | 47.7022 | 47.7022 | 0% | 0 | 0 |  |  | 47.7022 | 0 | 0 | 47.7022 | 0 | 0 | Annual Building Utility Performance Summary End Uses Exterior Lighting Exterior Lighting Electricity [kWh] | 47702.25 | 47702.25 | 47702.25 | 47702.25 | 47702.25 | 47702.25 | 0 |  |  | 0
|  |  | elec: 0; gas: 0; other: 0; elec: 0; gas: 0; other: 0 | Demand End Use Components Summary End Use Demand Exterior Lighting Exterior Lighting Electricity [W] | 0 | 0 | 0 | 0 | 0 | 0 | 1 | #DIV/0! | #DIV/0! | 1
Plug load | Interior Equipment Receptacle Equipment | elec | 102.9475 | 102.9475 | 0% | 38.9376 | 38.9376 | 2643.9092 | 2643.9092 | 102.9475 | 0 | 0 | 102.9475 | 0 | 0 | Annual Building Utility Performance Summary End Uses Interior Equipment Receptacle Equipment Electricity [kWh] | 102947.48 | 102947.48 | 102947.48 | 102947.48 | 102947.48 | 102947.48 | 0 |  |  | 0
|  |  | elec: 0; gas: 0; other: 0; elec: 0; gas: 0; other: 0 | Demand End Use Components Summary End Use Demand Interior Equipment Receptacle Equipment Electricity [W] | 38937.6 | 38937.6 | 38937.6 | 38937.6 | 38937.6 | 38937.6 | 1 | 2643.9092 | 2643.9092 | 1
Cooking | Cooking | elec | 61.1656 | 61.1656 | 0% | 15.5418 | 15.5418 | 3935.5532 | 3935.5532 | 61.1656 | 0 | 0 | 61.1656 | 0 | 0 | Annual Building Utility Performance Summary End Uses Cooking Electricity [kWh] | 61165.58 | 61165.58 | 61165.58 | 61165.58 | 61165.58 | 61165.58 | 0 |  |  | 0
|  |  | elec: 0; gas: 0; other: 0; elec: 0; gas: 0; other: 0 | Demand End Use Components Summary End Use Demand Cooking Electricity [W] | 15541.8 | 15541.8 | 15541.8 | 15541.8 | 15541.8 | 15541.8 | 1 | 3935.5532 | 3935.5532 | 1
Elevators | Elevators and Escalators | elec | 28.9624 | 28.9624 | 0% | 13.8 | 13.8 | 2098.7246 | 2098.7246 | 28.9624 | 0 | 0 | 28.9624 | 0 | 0 | Annual Building Utility Performance Summary End Uses Elevators and Escalators Electricity [kWh] | 28962.4 | 28962.4 | 28962.4 | 28962.4 | 28962.4 | 28962.4 | 0 |  |  | 0
|  |  | elec: 0; gas: 0; other: 0; elec: 0; gas: 0; other: 0 | Demand End Use Components Summary End Use Demand Elevators and Escalators Electricity [W] | 13800 | 13800 | 13800 | 13800 | 13800 | 13800 | 1 | 2098.7246 | 2098.7246 | 1
PROCESS Conveyers | Exterior Equipment Conveyers | elec | 292 | 292 | 0% | 200 | 200 | 1460 | 1460 | 292 | 0 | 0 | 292 | 0 | 0 | Annual Building Utility Performance Summary End Uses Exterior Equipment Conveyers Electricity [kWh] | 292000 | 292000 | 292000 | 292000 | 292000 | 292000 | 0 |  |  | 0
|  |  | elec: 0; gas: 0; other: 0; elec: 0; gas: 0; other: 0 | Demand End Use Components Summary End Use Demand Exterior Equipment Conveyers Electricity [W] | 200000 | 200000 | 200000 | 200000 | 200000 | 200000 | 1 | 1460 | 1460 | 1
Process Forklifts | Forklift Charging | elec | 405.15 | 405.15 | 0% | 555 | 555 | 730 | 730 | 405.15 | 0 | 0 | 405.15 | 0 | 0 | Annual Building Utility Performance Summary End Uses Forklift Charging Electricity [kWh] | 405150 | 405150 | 405150 | 405150 | 405150 | 405150 | 0 |  |  | 0
|  |  | elec: 0; gas: 0; other: 0; elec: 0; gas: 0; other: 0 | Demand End Use Components Summary End Use Demand Forklift Charging Electricity [W] | 555000 | 555000 | 555000 | 555000 | 555000 | 555000 | 1 | 730 | 730 | 1
PROCESS Refrigeration plant | Refrigeration Plant Equipment | elec | 3527.3104 | 3527.3104 | 0% | 402.661 | 402.661 | 8760 | 8760 | 3527.3104 | 0 | 0 | 3527.3104 | 0 | 0 | Annual Building Utility Performance Summary End Uses Refrigeration Plant Equipment Electricity [kWh] | 3527310.36 | 3527310.36 | 3527310.36 | 3527310.36 | 3527310.36 | 3527310.36 | 0 |  |  | 0
|  |  | elec: 0; gas: 0; other: 0; elec: 0; gas: 0; other: 0 | Demand End Use Components Summary End Use Demand Refrigeration Plant Equipment Electricity [W] | 402661 | 402661 | 402661 | 402661 | 402661 | 402661 | 1 | 8760 | 8760 | 1
PROCESS Plenum AHU | Plenum Recirc AHU Fan | elec | 16.425 | 16.425 | 0% | 15 | 15 | 1095 | 1095 | 16.425 | 0 | 0 | 16.425 | 0 | 0 | Annual Building Utility Performance Summary End Uses Plenum Recirc AHU Fan Electricity [kWh] | 16425 | 16425 | 16425 | 16425 | 16425 | 16425 | 0 |  |  | 0
|  |  | elec: 0; gas: 0; other: 0; elec: 0; gas: 0; other: 0 | Demand End Use Components Summary End Use Demand Plenum Recirc AHU Fan Electricity [W] | 15000 | 15000 | 15000 | 15000 | 15000 | 15000 | 1 | 1095 | 1095 | 1
PROCESS Air cooler fans | Refrigeration Recirculation Coolers | elec | 536.112 | 536.112 | 0% | 61.2 | 61.2 | 8760 | 8760 | 536.112 | 0 | 0 | 536.112 | 0 | 0 | Annual Building Utility Performance Summary End Uses Refrigeration Recirculation Coolers Electricity [kWh] | 536112 | 536112 | 536112 | 536112 | 536112 | 536112 | 0 |  |  | 0
|  |  | elec: 0; gas: 0; other: 0; elec: 0; gas: 0; other: 0 | Demand End Use Components Summary End Use Demand Refrigeration Recirculation Coolers Electricity [W] | 61200 | 61200 | 61200 | 61200 | 61200 | 61200 | 1 | 8760 | 8760 | 1
N/A | Refrigeration General | elec | 0 | 0 |  | 0 | 0 |  |  | 0 | 0 | 0 | 0 | 0 | 0 | Annual Building Utility Performance Summary End Uses Refrigeration General Electricity [kWh] | 0 | 0 | 0 | 0 | 0 | 0 | 0 |  |  | 0
|  |  | elec: 0; gas: 0; other: 0; elec: 0; gas: 0; other: 0 | Demand End Use Components Summary End Use Demand Refrigeration General Electricity [W] | 0 | 0 | 0 | 0 | 0 | 0 | 1 | #DIV/0! | #DIV/0! | 1
N/A | Generators General | elec | 0 | 0 |  | 0 | 0 |  |  | 0 | 0 | 0 | 0 | 0 | 0 | Annual Building Utility Performance Summary End Uses Generators General Electricity [kWh] | 0 | 0 | 0 | 0 | 0 | 0 | 0 |  |  | 0
|  |  | elec: 0; gas: 0; other: 0; elec: 0; gas: 0; other: 0 | Demand End Use Components Summary End Use Demand Generators General Electricity [W] | 0 | 0 | 0 | 0 | 0 | 0 | 1 | #DIV/0! | #DIV/0! | 1
Demand End Use Components Summary End Use Demand Generators General Electricity [W]
| SUMMATION |  | MWh: 5496.5007
| Total End Uses | elec | 5496.5007 | 6179.6367 | 11.05% | #REF! | #REF! | #REF! | #REF! | 5496.5007 | 0 | 0 | 6179.6367 | 0 | 0 | Annual Building Utility Performance Summary Total End Uses Electricity [kWh] | 5496500.67 | 6179636.7325 | 6179233.96 | 6177135.32 | 6179525.3 | 6182652.35 | 0 |  |  | 0

## Overview
|  |  | Proposed | Baseline AVG |  | Proposed | Baseline 0 | Baseline 90 | Baseline 180 | Baseline 270 | Baseline
Simulation
| Rotation |  | 0 | 135 | Input Verification and Results Summary Rotation for Appendix G [deg] Value | 0 | 0 | 90 | 180 | 270 | 135
| Hours |  | 8760 | 8760 | Input Verification and Results Summary Hours Simulated [hrs] Value | 8760 | 8760 | 8760 | 8760 | 8760 | 8760
Setpoints not met | [5 empty] | #N/A | #N/A | #N/A | #N/A | #N/A | #N/A
| Not met heating |  | 6.5 | 13.625 | Annual Building Utility Performance Summary Time Setpoint Not Met During Occupied Heating Facility [Hours] | 6.5 | 13 | 13.5 | 13 | 15 | 13.625
| Not met cooling |  | 0 | 0 | Annual Building Utility Performance Summary Time Setpoint Not Met During Occupied Cooling Facility [Hours] | 0 | 0 | 0 | 0 | 0 | 0
[6 empty] | #N/A | #N/A | #N/A | #N/A | #N/A | #N/A
Building envelope | [5 empty] | #N/A | #N/A | #N/A | #N/A | #N/A | #N/A
| WWR |  | 10.99 | 10.99 | Input Verification and Results Summary Above Ground Window-Wall Ratio [%] Total | 10.99 | 10.99 | 10.99 | 10.99 | 10.99 | 10.99
| Average Wall U |  | 0.86854 | 0.94211 | Item Envelope Average External U | 0.86854 | 0.94211 | 0.94211 | 0.94211 | 0.94211 | 0.94211
| Average Window U |  | 1.5405 | 4.7411 | Item Envelope Average Window U | 1.5405 | 4.7411 | 4.7411 | 4.7411 | 4.7411 | 4.7411
| Glass SHGC |  | 0.369 | 0.392 | Item Envelope Summary Average glass SHGC | 0.369 | 0.392 | 0.392 | 0.392 | 0.392 | 0.392
| Glass vis. Trans |  | 0.802 | 0.561 | Item Envelope Summary Average glass visible transmittance | 0.802 | 0.561 | 0.561 | 0.561 | 0.561 | 0.561
| Glass U |  | 1.647 | 4.269 | Item Envelope Summary Average glass U-Factor [W/m2-K] | 1.647 | 4.269 | 4.269 | 4.269 | 4.269 | 4.269
[6 empty] | #N/A | #N/A | #N/A | #N/A | #N/A | #N/A
Zone Summary - Areas and volumes | [5 empty] | #N/A | #N/A | #N/A | #N/A | #N/A | #N/A
| Total Area | m2 | 55967.73 | 55967.73 | Zone Summary Total Area m2 | 55967.73 | 55967.73 | 55967.73 | 55967.73 | 55967.73 | 55967.73
| Conditioned Area | m2 | 2282.9 | 2282.9 | Zone Summary Conditioned Area m2 | 2282.9 | 2282.9 | 2282.9 | 2282.9 | 2282.9 | 2282.9
| Unconditioned Area | m2 | 65624.7 | 65624.7 | Zone Summary Unconditioned Area m2 | 65624.7 | 65624.7 | 65624.7 | 65624.7 | 65624.7 | 65624.7
| one Summary Volume | m3 | 618425.31 | 618425.31 | Zone Summary Volume [m3] | 618425.31 | 618425.31 | 618425.31 | 618425.31 | 618425.31 | 618425.31
| Gross Wall Area | m2 | 13026.51 | 13026.51 | Zone Summary Gross Wall Area [m2] | 13026.51 | 13026.51 | 13026.51 | 13026.51 | 13026.51 | 13026.51
| Window Glass Area | m2 | 793.22 | 793.22 | Zone Summary Window Glass Area [m2] | 793.22 | 793.22 | 793.22 | 793.22 | 793.22 | 793.22
[6 empty] | #N/A | #N/A | #N/A | #N/A | #N/A | #N/A
Zone summary - Loads | [5 empty] | #N/A | #N/A | #N/A | #N/A | #N/A | #N/A
| Zone Summary Avg Lighting LPD | m2 | 2.0355 | 7.2159 | Zone Summary Avg Lighting LPD W/m2 | 2.0355 | 7.2159 | 7.2159 | 7.2159 | 7.2159 | 7.2159
| Zone Summary Avg Occupancy Density | m2/pers | 111.46 | 111.46 | Zone Summary Avg Occupancy Density m2/Pers | 111.46 | 111.46 | 111.46 | 111.46 | 111.46 | 111.46
| Zone Summary Avg Plug load | w/m2 | 1.252 | 1.252 | Zone Summary Avg Plug load W/m2 [-] | 1.252 | 1.252 | 1.252 | 1.252 | 1.252 | 1.252
Fresh air | [5 empty] | #N/A | #N/A | #N/A | #N/A | #N/A | #N/A
| Average during occupied time | m3/s | 3.4779 | 0.83045 | Item Outdoor Air Summary Average outdoor air occupied [m3/s] | 3.4779 | 0.83045 | 0.82054 | 0.83535 | 0.84659 | 0.83323
| Minimum during occupied time | m3/s | 3.3353 | 0 | Item Outdoor Air Summary Minimum outdoor air occupied [m3/s] | 3.3353 | 0 | 0 | 0 | 0 | 0
| Average fresh air per area | [L/s per m2] | #N/A | #N/A | Average specifig fresh air [L/s per m2] | #N/A | #N/A | #N/A | #N/A | #N/A | #N/A
| Min fresh air per area | [L/s per m2] | #N/A | #N/A | Min fresh air per area | #N/A | #N/A | #N/A | #N/A | #N/A | #N/A
| Avg fresh air per pers | [L/s per pers] | #N/A | #N/A | Average fresh per person | #N/A | #N/A | #N/A | #N/A | #N/A | #N/A
| Min fresh air per pers | [L/s per pers] | #N/A | #N/A | Min fresh per pers | #N/A | #N/A | #N/A | #N/A | #N/A | #N/A
[6 empty] | #N/A | #N/A | #N/A | #N/A | #N/A | #N/A
Zone sizing | [5 empty] | #N/A | #N/A | #N/A | #N/A | #N/A | #N/A
| Total design cooling | w/m2 | #N/A | #N/A | Item HVAC Sizing Summary Total Calculated Design Cooling Load [W] | #N/A | #N/A | #N/A | #N/A | #N/A | #N/A
| Total user cooling | w/m2 | #N/A | #N/A | Item HVAC Sizing Summary Total User Design Cooling Load [W] | #N/A | #N/A | #N/A | #N/A | #N/A | #N/A
| Total design heating | w/m2 | #N/A | #N/A | Item HVAC Sizing Summary Total Calculated Design Heating Load [W] | #N/A | #N/A | #N/A | #N/A | #N/A | #N/A
| Total user heating | w/m2 | #N/A | #N/A | Item HVAC Sizing Summary Total User Design Heating Load [W] | #N/A | #N/A | #N/A | #N/A | #N/A | #N/A
| Sizing |  | #N/A | #N/A | Item HVAC Sizing Summary Total Calculated Design Cooling Air Flow [m3/s] | #N/A | #N/A | #N/A | #N/A | #N/A | #N/A
[5 empty] | Item HVAC Sizing Summary Total User Design Cooling Air Flow [m3/s] | #N/A | #N/A | #N/A | #N/A | #N/A | #N/A
[5 empty] | Item HVAC Sizing Summary Total Calculated Design Heating Air Flow [m3/s] | #N/A | #N/A | #N/A | #N/A | #N/A | #N/A
[6 empty] | #N/A | #N/A | #N/A | #N/A | #N/A | #N/A
[6 empty] | #N/A | #N/A | #N/A | #N/A | #N/A | #N/A
x | [5 empty] | #N/A | #N/A | #N/A | #N/A | #N/A | #N/A
| LPD | W/m2 | 2.9259 | 7.1955 | Item Lighting Average LPD [W/m2] | 2.9259 | 7.1955 | 7.1955 | 7.1955 | 7.1955 | 7.1955

## Sensible breakdown
|  | Proposed | Baseline AVG | Proposed | Baseline AVG | Baseline 0 | Baseline 90 | Baseline 180 | Baseline 270
|  | MWh | MWh | GJ | GJ | GJ | GJ | GJ | GJ
Sensible summary HVAC Zone Eq & Other Sensible Air Heating [GJ] [GJ] | Air heating | 1078.6239 | 1427.4853 | 299.618 | 396.524 | 392.239 | 389.965 | 399.435 | 404.457
Sensible summary HVAC Zone Eq & Other Sensible Air Cooling [GJ] [GJ] | Air cooling | 389.9373 | -262.1329 | 108.316 | -72.8148 | -73.715 | -76.809 | -69.816 | -70.919
Sensible summary HVAC Terminal Unit Sensible Air Heating [GJ] [GJ] | Air heating | 235.7566 | 0 | 65.488 | 0 | 0 | 0 | 0 | 0
Sensible summary HVAC Terminal Unit Sensible Air Cooling [GJ] [GJ] | Air cooling | -1144.3383 | 0 | -317.872 | 0 | 0 | 0 | 0 | 0
Sensible summary HVAC Input Heated Surface Heating [GJ] [GJ] | Surface heating | 0 | 0 | 0 | 0 | 0 | 0 | 0 | 0
Sensible summary HVAC Input Cooled Surface Cooling [GJ] [GJ] | Surface cooling | 0 | 0 | 0 | 0 | 0 | 0 | 0 | 0
Sensible summary People Sensible Heat Addition [GJ] [GJ] | People | 783.1506 | 756.1272 | 217.542 | 210.0355 | 209.86 | 209.704 | 210.265 | 210.313
Sensible summary Lights Sensible Heat Addition [GJ] [GJ] | Lights | 3762.6774 | 13193.2586 | 1045.189 | 3664.797 | 3664.797 | 3664.797 | 3664.797 | 3664.797
Sensible summary Equipment Sensible Heat Addition [GJ] [GJ] | Equipment | 2126.9035 | 2126.9035 | 590.807 | 590.807 | 590.807 | 590.807 | 590.807 | 590.807
Sensible summary Window Heat Addition [GJ] [GJ] | Window heat | 8021.204 | 8685.219 | 2228.114 | 2412.5628 | 2410.434 | 2412.445 | 2406.768 | 2420.604
Sensible summary Interzone Air Transfer Heat Addition [GJ] [GJ] | Interzone heat | 0 | 0 | 0 | 0 | 0 | 0 | 0 | 0
Sensible summary Infiltration Heat Addition [GJ] [GJ] | Infiltration heat | 965.242 | 758.9091 | 268.123 | 210.8082 | 214.547 | 210.833 | 210.5 | 207.353
Sensible summary Opaque Surface Conduction and Other Heat Addition [GJ] [GJ] | Surface conduction heat | 7865.2629 | 3853.3001 | 2184.797 | 1070.362 | 1048.654 | 1100.02 | 1092.953 | 1039.821
Sensible summary Equipment Sensible Heat Removal [GJ] [GJ] | Equipment cooling | 0 | 0 | 0 | 0 | 0 | 0 | 0 | 0
Sensible summary Window Heat Removal [GJ] [GJ] | Window cooling | -3593.4739 | -8329.3286 | -998.188 | -2313.7043 | -2314.122 | -2313.95 | -2313.234 | -2313.511
Sensible summary Interzone Air Transfer Heat Removal [GJ] [GJ] | Interzone cooling | 0 | 0 | 0 | 0 | 0 | 0 | 0 | 0
Sensible summary Infiltration Heat Removal [GJ] [GJ] | Infiltration cooling | -18125.5787 | -18354.8499 | -5034.887 | -5098.5735 | -5095.744 | -5096.155 | -5099.663 | -5102.732
Sensible summary Opaque Surface Conduction and Other Heat Removal [GJ] [GJ] | Surface cooling | -2365.4825 | -3854.7653 | -657.079 | -1070.769 | -1047.687 | -1091.668 | -1092.745 | -1050.976

## LEED Submittal
KEY
|  | Proposed | Baseline 0 | Baseline 90 | Baseline 180 | Baseline 270
|  | MWh | MWh | MWh | MWh | MWh
Input Verification and Results Summary Rotation for Appendix G [deg] Value |  | 0.00 | 0.00 | 90.00 | 180.00 | 270.00
Input Verification and Results Summary Hours Simulated [hrs] Value |  | 8760.00 | 8760.00 | 8760.00 | 8760.00 | 8760.00
LEED Summary Interior Lighting Electric Energy Use [GJ] | kWh | 1045190 | 3664800 | 3664800 | 3664800 | 3664800
LEED Summary Interior Lighting Electric Demand [W] | kW | 82.8148 | 287.54 | 287.54 | 287.54 | 287.54
LEED Summary Space Heating Electric Energy Use [GJ] |  | 356220 | 480930 | 472220 | 483250 | 494140
LEED Summary Space Heating Electric Demand [W] |  | 150.9564 | 283.0697 | 282.4125 | 283.3246 | 284.0723
LEED Summary Space Heating Natural Gas Energy Use [GJ] |  | 0 | 0 | 0 | 0 | 0
LEED Summary Space Heating Natural Gas Demand [W] |  | 0 | 0 | 0 | 0 | 0
LEED Summary Space Heating Additional Energy Use [GJ] |  | 0 | 0 | 0 | 0 | 0
LEED Summary Space Heating Additional Demand [W] |  | 0 | 0 | 0 | 0 | 0
LEED Summary Space Cooling Electric Energy Use [GJ] |  | 108820 | 26980 | 28050 | 25660 | 25970
LEED Summary Space Cooling Electric Demand [W] |  | 0 | 0 | 0 | 0 | 0
LEED Summary Pumps Electric Energy Use [GJ] |  | 1980 | 1980 | 1980 | 1980 | 1980
LEED Summary Pumps Electric Demand [W] |  | 0.06358 | 0.06358 | 0.06358 | 0.06358 | 0.06358
LEED Summary Heat Rejection Electric Energy Use [GJ] |  | 0 | 0 | 0 | 0 | 0
LEED Summary Heat Rejection Electric Demand [W] |  | 0 | 0 | 0 | 0 | 0
LEED Summary Fans-Interior Electric Energy Use [GJ] |  | 210700 | 6060 | 6130 | 6110 | 6160
LEED Summary Fans-Interior Electric Demand [W] |  | 7.4836 | 1.1027 | 1.153 | 1.1059 | 1.1066
LEED Summary Fans-Parking Garage Electric Energy Use [GJ] |  | 0 | 0 | 0 | 0 | 0
LEED Summary Fans-Parking Garage Electric Demand [W] |  | 0 | 0 | 0 | 0 | 0
LEED Summary Service Water Heating Electric Energy Use [GJ] |  | 510 | 510 | 510 | 510 | 510
LEED Summary Service Water Heating Electric Demand [W] |  | 0.01621 | 0.01621 | 0.01621 | 0.01621 | 0.01621
LEED Summary Service Water Heating Natural Gas Energy Use [GJ] |  | 0 | 0 | 0 | 0 | 0
LEED Summary Service Water Heating Natural Gas Demand [W] |  | 0 | 0 | 0 | 0 | 0
LEED Summary Service Water Heating Additional Energy Use [GJ] |  | 0 | 0 | 0 | 0 | 0
LEED Summary Service Water Heating Additional Demand [W] |  | 0 | 0 | 0 | 0 | 0
LEED Summary Receptacle Equipment Electric Energy Use [GJ] |  | 590810 | 590810 | 590810 | 590810 | 590810
LEED Summary Receptacle Equipment Electric Demand [W] |  | 54.4794 | 54.4794 | 54.4794 | 54.4794 | 54.4794
LEED SummaryInterior Lighting (process)Electric Energy Use **[MWh] |  | #N/A | #N/A | #N/A | #N/A | #N/A
LEED SummaryInterior Lighting (process)Electric Demand [W] |  | #N/A | #N/A | #N/A | #N/A | #N/A
LEED SummaryRefrigeration EquipmentElectric Energy Use **[MWh] |  | #N/A | #N/A | #N/A | #N/A | #N/A
LEED SummaryRefrigeration EquipmentElectric Demand [W] |  | #N/A | #N/A | #N/A | #N/A | #N/A
LEED SummaryCookingElectric Energy Use **[MWh] |  | #N/A | #N/A | #N/A | #N/A | #N/A
LEED SummaryCookingElectric Demand [W] |  | #N/A | #N/A | #N/A | #N/A | #N/A
LEED SummaryCookingNatural Gas Energy Use **[MWh] |  | #N/A | #N/A | #N/A | #N/A | #N/A
LEED SummaryCookingNatural Gas Demand [W] |  | #N/A | #N/A | #N/A | #N/A | #N/A
LEED SummaryCookingAdditional Energy Use **[MWh] |  | #N/A | #N/A | #N/A | #N/A | #N/A
LEED SummaryCookingAdditional Demand [W] |  | #N/A | #N/A | #N/A | #N/A | #N/A
LEED SummaryIndustrial ProcessElectric Energy Use **[MWh] |  | #N/A | #N/A | #N/A | #N/A | #N/A
LEED SummaryIndustrial ProcessElectric Demand [W] |  | #N/A | #N/A | #N/A | #N/A | #N/A
LEED SummaryIndustrial ProcessNatural Gas Energy Use **[MWh] |  | #N/A | #N/A | #N/A | #N/A | #N/A
LEED SummaryIndustrial ProcessNatural Gas Demand [W] |  | #N/A | #N/A | #N/A | #N/A | #N/A
LEED SummaryIndustrial ProcessAdditional Energy Use **[MWh] |  | #N/A | #N/A | #N/A | #N/A | #N/A
LEED SummaryIndustrial ProcessAdditional Demand [W] |  | #N/A | #N/A | #N/A | #N/A | #N/A
LEED Summary Elevators and Escalators Electric Energy Use [GJ] |  | 104260 | 104260 | 104260 | 104260 | 104260
LEED Summary Elevators and Escalators Electric Demand [W] |  | 13.8 | 13.8 | 13.8 | 13.8 | 13.8
Annual Building Utility Performance Summary Exterior Equipment Electricity [GJ] |  | #N/A | #N/A | #N/A | #N/A | #N/A
LEED Summary Total Line Electric Energy Use [GJ]
LEED Summary Total Line Natural Gas Energy Use [GJ]
LEED Summary Total Line Additional Energy Use [GJ]

## <Testing>
Key | Column | Value
LEED Summary Space Heating Additional Energy Use [GJ] | Baseline3 | #N/A
| Header text | Returns column number of matched text
Test MATCH | Baseline | #N/A
Row text
#N/A

## Fuel LEED OLD
|  |  | Summary | [6 empty] | Fuel types | [5 empty] | KEY | LOOKUP
|  | Fuel | AD | BL | SAVINGS | AD | BL | AD | BL | AD |  |  | BL |  |  |  | Proposed | BASELINE AVG | Baseline 0 | Baseline 90 | Baseline 180 | Baseline 270 |  | FLH | FLH
|  |  | MWh | MWh | % | kW | kW | FLH | FLH | elec | gas | other | elec | gas | other
[16 empty] | Input Verification and Results Summary Rotation for Appendix G [deg] Value | 0 | 135 | 0 | 90 | 180 | 270 | 0 |  |  | 0
[16 empty] | Input Verification and Results Summary Hours Simulated [hrs] Value | 8760 | 8760 | 8760 | 8760 | 8760 | 8760 | 1 |  |  | 0
0
| Lighting | elec | 290.3308 | 1018.0008 | 71.48% | 82.8148 | 287.54 | 12.6208 | 12.7454 | 290.3308 | 0 | 0 | 1018.0008 | 0 | 0 | LEED Summary Interior Lighting Electric Energy Use [GJ] | 1045.19 | 3664.8 | 3664.8 | 3664.8 | 3664.8 | 3664.8 | 0 |  |  | 0
|  |  | elec: 0; gas: 0; other: 0; elec: 0; gas: 0; other: 0 | LEED Summary Interior Lighting Electric Demand [W] | 82814.78 | 287539.98 | 287539.98 | 287539.98 | 287539.98 | 287539.98 | 1 | 12.6208 | 12.7454 | 1
| Exterior Lighting | elec | 47.7028 | 47.7028 | 0% | 0 | 0 |  |  | 47.7028 | 0 | 0 | 47.7028 | 0 | 0 | LEED Summary Exterior Lighting Electric Energy Use [GJ] | 171.73 | 171.73 | 171.73 | 171.73 | 171.73 | 171.73 | 0 |  |  | 0
|  |  | elec: 0; gas: 0; other: 0; elec: 0; gas: 0; other: 0 | LEED Summary Exterior Lighting Electric Demand [W] | 0 | 0 | 0 | 0 | 0 | 0 | 1 | #DIV/0! | #DIV/0! | 1
| Space heating elec | elec | 98.9501 | 134.0654 | 26.19% | 150.9564 | 283.2198 | 2.3598 | 1.7041 | 98.9501 | 0 | 0 | 134.0654 | 0 | 0 | LEED Summary Space Heating Electric Energy Use [GJ] | 356.22 | 482.635 | 480.93 | 472.22 | 483.25 | 494.14 | 0 |  |  | 0
|  |  | elec: 0; gas: 0; other: 0; elec: 0; gas: 0; other: 0 | LEED Summary Space Heating Electric Demand [W] | 150956.42 | 283219.7625 | 283069.68 | 282412.51 | 283324.58 | 284072.28 | 1 | 2.3598 | 1.7041 | 1
| Space heating gas | gas | 0 | 0 |  | 0 | 0 |  |  | 0 | 0 | 0 | 0 | 0 | 0 | LEED Summary Space Heating Natural Gas Energy Use [GJ] | 0 | 0 | 0 | 0 | 0 | 0 | 0 |  |  | 0
|  |  | elec: 0; gas: 0; other: 0; elec: 0; gas: 0; other: 0 | LEED Summary Space Heating Natural Gas Demand [W] | 0 | 0 | 0 | 0 | 0 | 0 | 1 | #DIV/0! | #DIV/0! | 1
| Space heating other | other | 0 | 0 |  | 0 | 0 |  |  | 0 | 0 | 0 | 0 | 0 | 0 | LEED Summary Space Heating Additional Energy Use [GJ] | 0 | 0 | 0 | 0 | 0 | 0 | 0 |  |  | 0
|  |  | elec: 0; gas: 0; other: 0; elec: 0; gas: 0; other: 0 | LEED Summary Space Heating Additional Demand [W] | 0 | 0 | 0 | 0 | 0 | 0 | 1 | #DIV/0! | #DIV/0! | 1
| Space cooling | elec | 30.2278 | 7.407 | -308.1% | 0 | 0 |  |  | 30.2278 | 0 | 0 | 7.407 | 0 | 0 | LEED Summary Space Cooling Electric Energy Use [GJ] | 108.82 | 26.665 | 26.98 | 28.05 | 25.66 | 25.97 | 0 |  |  | 0
|  |  | elec: 0; gas: 0; other: 0; elec: 0; gas: 0; other: 0 | LEED Summary Space Cooling Electric Demand [W] | 0 | 0 | 0 | 0 | 0 | 0 | 1 | #DIV/0! | #DIV/0! | 1
| Space cooling | other | 0 | 0 |  | 0 | 0 |  |  | 0 | 0 | 0 | 0 | 0 | 0 | LEED Summary Space Cooling Additional Energy Use [GJ] | 0 | 0 | 0 | 0 | 0 | 0 | 0 |  |  | 0
|  |  | elec: 0; gas: 0; other: 0; elec: 0; gas: 0; other: 0 | LEED Summary Space Cooling Additional Demand [W] | 0 | 0 | 0 | 0 | 0 | 0 | 1 | #DIV/0! | #DIV/0! | 1
| Pumps | elec | 0.55 | 0.55 | 0% | 0.06358 | 0.06358 | 31.1419 | 31.1419 | 0.55 | 0 | 0 | 0.55 | 0 | 0 | LEED Summary Pumps Electric Energy Use [GJ] | 1.98 | 1.98 | 1.98 | 1.98 | 1.98 | 1.98 | 0 |  |  | 0
|  |  | elec: 0; gas: 0; other: 0; elec: 0; gas: 0; other: 0 | LEED Summary Pumps Electric Demand [W] | 63.58 | 63.58 | 63.58 | 63.58 | 63.58 | 63.58 | 1 | 31.1419 | 31.1419 | 1
| Heat rejection | elec | 0 | 0 |  | 0 | 0 |  |  | 0 | 0 | 0 | 0 | 0 | 0 | LEED Summary Heat Rejection Electric Energy Use [GJ] | 0 | 0 | 0 | 0 | 0 | 0 | 0 |  |  | 0
|  |  | elec: 0; gas: 0; other: 0; elec: 0; gas: 0; other: 0 | LEED Summary Heat Rejection Electric Demand [W] | 0 | 0 | 0 | 0 | 0 | 0 | 1 | #DIV/0! | #DIV/0! | 1
| Fans-Interior | elec | 58.5278 | 1.6986 | -3346% | 7.4836 | 1.1171 | 28.1547 | 5.4742 | 58.5278 | 0 | 0 | 1.6986 | 0 | 0 | LEED Summary Fans-Interior Electric Energy Use [GJ] | 210.7 | 6.115 | 6.06 | 6.13 | 6.11 | 6.16 | 0 |  |  | 0
|  |  | elec: 0; gas: 0; other: 0; elec: 0; gas: 0; other: 0 | LEED Summary Fans-Interior Electric Demand [W] | 7483.65 | 1117.0525 | 1102.65 | 1152.99 | 1105.95 | 1106.62 | 1 | 28.1547 | 5.4742 | 1
| Parking fans | elec | 0 | 0 |  | 0 | 0 |  |  | 0 | 0 | 0 | 0 | 0 | 0 | LEED Summary Fans-Parking Garage Electric Energy Use [GJ] | 0 | 0 | 0 | 0 | 0 | 0 | 0 |  |  | 0
|  |  | elec: 0; gas: 0; other: 0; elec: 0; gas: 0; other: 0 | LEED Summary Fans-Parking Garage Electric Demand [W] | 0 | 0 | 0 | 0 | 0 | 0 | 1 | #DIV/0! | #DIV/0! | 1
| DHW elec | elec | 0.14167 | 0.14167 | 0% | 0.01621 | 0.01621 | 31.4621 | 31.4621 | 0.14167 | 0 | 0 | 0.14167 | 0 | 0 | LEED Summary Service Water Heating Electric Energy Use [GJ] | 0.51 | 0.51 | 0.51 | 0.51 | 0.51 | 0.51 | 0 |  |  | 0
|  |  | elec: 0; gas: 0; other: 0; elec: 0; gas: 0; other: 0 | LEED Summary Service Water Heating Electric Demand [W] | 16.21 | 16.21 | 16.21 | 16.21 | 16.21 | 16.21 | 1 | 31.4621 | 31.4621 | 1
| DHW gas | gas | 0 | 0 |  | 0 | 0 |  |  | 0 | 0 | 0 | 0 | 0 | 0 | LEED Summary Service Water Heating Natural Gas Energy Use [GJ] | 0 | 0 | 0 | 0 | 0 | 0 | 0 |  |  | 0
|  |  | elec: 0; gas: 0; other: 0; elec: 0; gas: 0; other: 0 | LEED Summary Service Water Heating Natural Gas Demand [W] | 0 | 0 | 0 | 0 | 0 | 0 | 1 | #DIV/0! | #DIV/0! | 1
| DHW other | other | 0 | 0 |  | 0 | 0 |  |  | 0 | 0 | 0 | 0 | 0 | 0 | LEED Summary Service Water Heating Additional Energy Use [GJ] | 0 | 0 | 0 | 0 | 0 | 0 | 0 |  |  | 0
|  |  | elec: 0; gas: 0; other: 0; elec: 0; gas: 0; other: 0 | LEED Summary Service Water Heating Additional Demand [W] | 0 | 0 | 0 | 0 | 0 | 0 | 1 | #DIV/0! | #DIV/0! | 1
| Receptacle Equipment | elec | 164.114 | 164.114 | 0% | 54.4794 | 54.4794 | 10.8446 | 10.8446 | 164.114 | 0 | 0 | 164.114 | 0 | 0 | LEED Summary Receptacle Equipment Electric Energy Use [GJ] | 590.81 | 590.81 | 590.81 | 590.81 | 590.81 | 590.81 | 0 |  |  | 0
|  |  | elec: 0; gas: 0; other: 0; elec: 0; gas: 0; other: 0 | LEED Summary Receptacle Equipment Electric Demand [W] | 54479.4 | 54479.4 | 54479.4 | 54479.4 | 54479.4 | 54479.4 | 1 | 10.8446 | 10.8446 | 1
| Process lighting |  | #N/A | #N/A | #N/A | #N/A | #N/A | #N/A | #N/A | 0 | 0 | 0 | 0 | 0 | 0 | LEED Summary Interior Lighting-Process Electric Energy Use [GJ] | #N/A | #N/A | #N/A | #N/A | #N/A | #N/A | 0 |  |  | 0
|  |  | elec: 0; gas: 0; other: 0; elec: 0; gas: 0; other: 0 | LEED Summary Interior Lighting-Process Electric Demand [W] | #N/A | #N/A | #N/A | #N/A | #N/A | #N/A | 1 | #N/A | #N/A | 1
| Refrigeration Equipment |  | 0 | 0 |  | 0 | 0 |  |  | 0 | 0 | 0 | 0 | 0 | 0 | LEED Summary Refrigeration Equipment Electric Energy Use [GJ] | 0 | 0 | 0 | 0 | 0 | 0 | 0 |  |  | 0
|  |  | elec: 0; gas: 0; other: 0; elec: 0; gas: 0; other: 0 | LEED Summary Refrigeration Equipment Electric Demand [W] | 0 | 0 | 0 | 0 | 0 | 0 | 1 | #DIV/0! | #DIV/0! | 1
| Cooking |  | 61.1667 | 61.1667 | 0% | 15.5418 | 15.5418 | 14.1682 | 14.1682 | 0 | 0 | 0 | 0 | 0 | 0 | LEED Summary Cooking Electric Energy Use [GJ] | 220.2 | 220.2 | 220.2 | 220.2 | 220.2 | 220.2 | 0 |  |  | 0
|  |  | elec: 0; gas: 0; other: 0; elec: 0; gas: 0; other: 0 | LEED Summary Cooking Electric Demand [W] | 15541.8 | 15541.8 | 15541.8 | 15541.8 | 15541.8 | 15541.8 | 1 | 14.1682 | 14.1682 | 1
| Industrial Process |  | 0 | 0 |  | 0 | 0 |  |  | 0 | 0 | 0 | 0 | 0 | 0 | LEED Summary Industrial Process Electric Energy Use [GJ] | 0 | 0 | 0 | 0 | 0 | 0 | 0 |  |  | 0
|  |  | elec: 0; gas: 0; other: 0; elec: 0; gas: 0; other: 0 | LEED Summary Industrial Process Electric Demand [W] | 0 | 0 | 0 | 0 | 0 | 0 | 1 | #DIV/0! | #DIV/0! | 1
| Elevators | elec | 28.9611 | 28.9611 | 0% | 13.8 | 13.8 | 7.5551 | 7.5551 | 28.9611 | 0 | 0 | 28.9611 | 0 | 0 | LEED Summary Elevators and Escalators Electric Energy Use [GJ] | 104.26 | 104.26 | 104.26 | 104.26 | 104.26 | 104.26 | 0 |  |  | 0
|  |  | elec: 0; gas: 0; other: 0; elec: 0; gas: 0; other: 0 | LEED Summary Elevators and Escalators Electric Demand [W] | 13800 | 13800 | 13800 | 13800 | 13800 | 13800 | 1 | 7.5551 | 7.5551 | 1
| Exterior equipment | elec | #N/A | #N/A | #N/A | #N/A | #N/A | #N/A | #N/A | #N/A | 0 | 0 | #N/A | 0 | 0 | Annual Building Utility Performance Summary Exterior Equipment Electricity [GJ] | #N/A | #N/A | #N/A | #N/A | #N/A | #N/A | 0 |  |  | 0
[6 empty] | #N/A | 0 |  |  | 0 | 0 | 0 | 0 | 0 | 0 | Annual Building Utility Performance Summary Exterior Equipment Electricity [W] | #N/A | #N/A | #N/A | #N/A | #N/A | #N/A | 1 | #N/A | #N/A | 1
[17 empty] | #N/A | [8 empty] | 0
| Total elec |  | 19787.4 | 22246.6925 | 11.05% |  |  |  |  | #N/A | 0 | 0 | #N/A | 0 | 0 | LEED Summary Total Line Electric Energy Use [GJ] | 19787.4 | 22246.6925 | 22245.24 | 22237.69 | 22246.29 | 22257.55 | 0 |  |  | 0
| Total gas |  | MWh: 0; MWh: 0 | LEED Summary Total Line Natural Gas Energy Use [GJ] | 0 | 0 | 0 | 0 | 0 | 0 | 0 |  |  | 0
| Total other |  | MWh: 0; MWh: 0 | LEED Summary Total Line Additional Energy Use [GJ] | 0 | 0 | 0 | 0 | 0 | 0 | 0 |  |  | 0
[18 empty] | #DIV/0! | [7 empty] | 0
Calculated process load compliance | [25 empty] | 0
| Process loads |  | MWh: #N/A; MWh: #N/A
| Total loads |  | MWh: 19787.4; MWh: 22246.6925
| Process percent |  | MWh: #N/A; MWh: #N/A
Calculated Fuel totals | [17 empty] | #DIV/0!
| Elec |  | MWh: MWh; MWh: #N/A; %: #N/A; FLH: #N/A; FLH: #N/A
| Gas |  | MWh: MWh; MWh: N/A; %: 0; FLH: 0
| Other Fuel |  | MWh: MWh; MWh: N/A; %: 0; FLH: 0
Rate
| Total elec |  | MWh: kUSD/MWh; MWh: 0.19; %: #N/A; FLH: #N/A; FLH: #N/A; gas: kUSD
| Total gas |  | MWh: kUSD/MWh; MWh: 0.05; %: 0; FLH: 0; gas: kUSD
| Total other |  | MWh: kUSD/MWh; MWh: 0.1033; %: 0; FLH: 0; gas: kUSD
[5 empty] | Cost |  |  | Cost | Savings
[5 empty] | AD kUSD |  |  | BL kUSD | kUSD
|  |  | USD |  | #N/A |  |  | #N/A | #N/A
[8 empty] | Total | #N/A
Specific values
|  |  | Per conditioned area |  | Per total area |  |  |  | (Benchmark) |  |  | Diff (%)
|  |  | AD | BL | AD |  |  | BL
| Heating kWh/m2 |  | MWh: #REF!; MWh: #REF!; %: #REF!; FLH: #REF!; FLH: 24.63; other: #REF!
| Cooling kWh/m2 |  | MWh: #REF!; MWh: #REF!; %: #REF!; FLH: #REF!; FLH: 29.95; other: #REF!
| Ventilation kWh/m2 |  | MWh: #REF!; MWh: #REF!; %: #REF!; FLH: #REF!
| DHW kWh/m2 |  | MWh: #REF!; MWh: #REF!; %: #REF!; FLH: #REF!; FLH: 0.53; other: #REF!
| Lighting kWh/m2 |  | MWh: #REF!; MWh: #REF!; %: #REF!; FLH: #REF!; FLH: 19.91; other: #REF!

## Fuel End Use OLD
|  | Summary | [6 empty] | Fuel types | [5 empty] | KEY | LOOKUP
| Fuel | AD | BL | SAVINGS | AD | BL | AD | BL | AD |  |  | BL |  |  |  | Proposed | BASELINE AVG | Baseline 0 | Baseline 90 | Baseline 180 | Baseline 270 |  | FLH | FLH
|  | MWh | MWh | % | kW | kW | FLH | FLH | elec | gas | other | elec | gas | other
[15 empty] | Input Verification and Results Summary Rotation for Appendix G [deg] Value | 0 | 135 | 0 | 90 | 180 | 270 | 0 |  |  | 0
[15 empty] | Input Verification and Results Summary Hours Simulated [hrs] Value | 8760 | 8760 | 8760 | 8760 | 8760 | 8760 | 1 |  |  | 0
0
Heating | elec | 98.9491 | 134.0663 | 26.19% | #N/A | #N/A |  |  | 98.9491 | 0 | 0 | 134.0663 | 0 | 0 | Annual Building Utility Performance Summary Heating Electricity [kWh] | 98949.09 | 134066.295 | 133592.96 | 131173.56 | 134236.46 | 137262.2 | 0 |  |  | 0
[5 empty] | #REF! | #REF! | #REF! | #REF! | 0 | 0 | 0 | 0 | 0 | 0 |  | #N/A | #N/A | #N/A | #N/A | #N/A | #N/A | 1 |  |  | 0
Cooling | elec | 30.2272 | 7.4068 | -308.1% | #N/A | #N/A |  |  | 30.2272 | 0 | 0 | 7.4068 | 0 | 0 | Annual Building Utility Performance Summary Cooling Electricity [kWh] | 30227.18 | 7406.765 | 7493.95 | 7792.74 | 7126.95 | 7213.42 | 0 |  |  | 0
[5 empty] | #REF! | #REF! | #REF! | #REF! | 0 | 0 | 0 | 0 | 0 | 0 |  | #N/A | #N/A | #N/A | #N/A | #N/A | #N/A | 1 |  |  | 0
Interior Lighting | elec | 290.3302 | 1017.9992 | 71.48% | #N/A | #N/A |  |  | 290.3302 | 0 | 0 | 1017.9992 | 0 | 0 | Annual Building Utility Performance Summary Interior Lighting Electricity [kWh] | 290330.22 | 1017999.21 | 1017999.21 | 1017999.21 | 1017999.21 | 1017999.21 | 0 |  |  | 0
[5 empty] | #REF! | #REF! | #REF! | #REF! | 0 | 0 | 0 | 0 | 0 | 0 |  | #N/A | #N/A | #N/A | #N/A | #N/A | #N/A | 1 |  |  | 0
Exterior Lighting | elec | 47.7022 | 47.7022 | 0% | #N/A | #N/A |  |  | 47.7022 | 0 | 0 | 47.7022 | 0 | 0 | Annual Building Utility Performance Summary Exterior Lighting Electricity [kWh] | 47702.25 | 47702.25 | 47702.25 | 47702.25 | 47702.25 | 47702.25 | 0 |  |  | 0
[5 empty] | #REF! | #REF! | #REF! | #REF! | 0 | 0 | 0 | 0 | 0 | 0 |  | #N/A | #N/A | #N/A | #N/A | #N/A | #N/A | 1 |  |  | 0
Interior Equipment | elec | 164.1131 | 164.1131 | 0% | #N/A | #N/A |  |  | 164.1131 | 0 | 0 | 164.1131 | 0 | 0 | Annual Building Utility Performance Summary Interior Equipment Electricity [kWh] | 164113.07 | 164113.07 | 164113.07 | 164113.07 | 164113.07 | 164113.07 | 0 |  |  | 0
[5 empty] | #REF! | #REF! | #REF! | #REF! | 0 | 0 | 0 | 0 | 0 | 0 |  | #N/A | #N/A | #N/A | #N/A | #N/A | #N/A | 1 |  |  | 0
Exterior Equipment | elec | 4805.9598 | 4805.9598 | 0% | #N/A | #N/A |  |  | 4805.9598 | 0 | 0 | 4805.9598 | 0 | 0 | Annual Building Utility Performance Summary Exterior Equipment Electricity [kWh] | 4805959.76 | 4805959.76 | 4805959.76 | 4805959.76 | 4805959.76 | 4805959.76 | 0 |  |  | 0
[5 empty] | #REF! | #REF! | #REF! | #REF! | 0 | 0 | 0 | 0 | 0 | 0 |  | #N/A | #N/A | #N/A | #N/A | #N/A | #N/A | 1 |  |  | 0
Fans | elec | 58.5283 | 1.6986 | -3346% | #N/A | #N/A |  |  | 58.5283 | 0 | 0 | 1.6986 | 0 | 0 | Annual Building Utility Performance Summary Fans Electricity [kWh] | 58528.33 | 1698.6075 | 1681.99 | 1703.96 | 1696.82 | 1711.66 | 0 |  |  | 0
[5 empty] | #REF! | #REF! | #REF! | #REF! | 0 | 0 | 0 | 0 | 0 | 0 |  | #N/A | #N/A | #N/A | #N/A | #N/A | #N/A | 1 |  |  | 0
Pumps | elec | 0.54932 | 0.54932 | 0% | #N/A | #N/A |  |  | 0.54932 | 0 | 0 | 0.54932 | 0 | 0 | Annual Building Utility Performance Summary Pumps Electricity [kWh] | 549.32 | 549.32 | 549.32 | 549.32 | 549.32 | 549.32 | 0 |  |  | 0
[5 empty] | #REF! | #REF! | #REF! | #REF! | 0 | 0 | 0 | 0 | 0 | 0 |  | #N/A | #N/A | #N/A | #N/A | #N/A | #N/A | 1 |  |  | 0
Heat Rejection | elec | 0 | 0 |  | #N/A | #N/A |  |  | 0 | 0 | 0 | 0 | 0 | 0 | Annual Building Utility Performance Summary Heat Rejection Electricity [kWh] | 0 | 0 | 0 | 0 | 0 | 0 | 0 |  |  | 0
[5 empty] | #REF! | #REF! | #REF! | #REF! | 0 | 0 | 0 | 0 | 0 | 0 |  | #N/A | #N/A | #N/A | #N/A | #N/A | #N/A | 1 |  |  | 0
Humidification | elec | 0 | 0 |  | #N/A | #N/A |  |  | 0 | 0 | 0 | 0 | 0 | 0 | Annual Building Utility Performance Summary Humidification Electricity [kWh] | 0 | 0 | 0 | 0 | 0 | 0 | 0 |  |  | 0
[5 empty] | #REF! | #REF! | #REF! | #REF! | 0 | 0 | 0 | 0 | 0 | 0 |  | #N/A | #N/A | #N/A | #N/A | #N/A | #N/A | 1 |  |  | 0
Heat Recovery | elec | 0 | 0 |  | #N/A | #N/A |  |  | 0 | 0 | 0 | 0 | 0 | 0 | Annual Building Utility Performance Summary Heat Recovery Electricity [kWh] | 0 | 0 | 0 | 0 | 0 | 0 | 0 |  |  | 0
[5 empty] | #REF! | #REF! | #REF! | #REF! | 0 | 0 | 0 | 0 | 0 | 0 |  | #N/A | #N/A | #N/A | #N/A | #N/A | #N/A | 1 |  |  | 0
Water Systems | elec | 0.14146 | 0.14146 | 0% | #N/A | #N/A |  |  | 0.14146 | 0 | 0 | 0.14146 | 0 | 0 | Annual Building Utility Performance Summary Water Systems Electricity [kWh] | 141.46 | 141.46 | 141.46 | 141.46 | 141.46 | 141.46 | 0 |  |  | 0
[5 empty] | #REF! | #REF! | #REF! | #REF! | 0 | 0 | 0 | 0 | 0 | 0 |  | #N/A | #N/A | #N/A | #N/A | #N/A | #N/A | 1 |  |  | 0
Refrigeration | elec | 0 | 0 |  | #N/A | #N/A |  |  | 0 | 0 | 0 | 0 | 0 | 0 | Annual Building Utility Performance Summary Refrigeration Electricity [kWh] | 0 | 0 | 0 | 0 | 0 | 0 | 0 |  |  | 0
[5 empty] | #REF! | #REF! | #REF! | #REF! | 0 | 0 | 0 | 0 | 0 | 0 |  | #N/A | #N/A | #N/A | #N/A | #N/A | #N/A | 1 |  |  | 0
Generators | elec | 0 | 0 |  | #N/A | #N/A |  |  | 0 | 0 | 0 | 0 | 0 | 0 | Annual Building Utility Performance Summary Generators Electricity [kWh] | 0 | 0 | 0 | 0 | 0 | 0 | 0 |  |  | 0
[5 empty] | #REF! | #REF! | #REF! | #REF! | 0 | 0 | 0 | 0 | 0 | 0 |  | #N/A | #N/A | #N/A | #N/A | #N/A | #N/A | 1 |  |  | 0
Total End Uses | elec | 5496.5007 | 6179.6367 | 11.05% | #N/A | #N/A |  |  | 5496.5007 | 0 | 0 | 6179.6367 | 0 | 0 | Annual Building Utility Performance Summary Total End Uses Electricity [kWh] | 5496500.67 | 6179636.7325 | 6179233.96 | 6177135.32 | 6179525.3 | 6182652.35 | 0 |  |  | 0
|  | elec: 0; gas: 0; other: 0; elec: 0; gas: 0; other: 0 |  | #N/A | #N/A | #N/A | #N/A | #N/A | #N/A | 1 |  |  | 0
SUMMATION |  | MWh: 5496.5007
CHECKSUM |  | MWh: 5496.5007

## Tabelle2
| Subcategory | Electricity [kWh] | Natural Gas [kWh] | Additional Fuel [kWh] | District Cooling [kWh] | District Heating [kWh] | Water [m3]
Heating | General | 0 | 0 | 0 | 0 | 0 | 0 | HeatingGeneral
Cooling | General | 0 | 0 | 0 | 0 | 0 | 0 | CoolingGeneral
Interior Lighting | Interior Lighting | 1037385.3 | 0 | 0 | 0 | 0 | 0 | Interior LightingInterior Lighting
Exterior Lighting | Exterior Lighting | 47773.13 | 0 | 0 | 0 | 0 | 0 | Exterior LightingExterior Lighting
Interior Equipment | Receptacle Equipment | 104488.34 | 0 | 0 | 0 | 0 | 0 | Interior EquipmentReceptacle Equipment
| Cooking | 61976.81 | 0 | 0 | 0 | 0 | 0 | Cooking
Exterior Equipment | Conveyers | 292000 | 0 | 0 | 0 | 0 | 0 | Exterior EquipmentConveyers
| Forklift Charging | 405150 | 0 | 0 | 0 | 0 | 0 | Forklift Charging
| Refrigeration Plant Equipment | 1166175 | 0 | 0 | 0 | 0 | 0 | Refrigeration Plant Equipment
| Plenum Recirc AHU Fan | 16425 | 0 | 0 | 0 | 0 | 0 | Plenum Recirc AHU Fan
| Refrigeration Recirculation Coolers | 693135 | 0 | 0 | 0 | 0 | 0 | Refrigeration Recirculation Coolers
| Elevators and Escalators | 29390.4 | 0 | 0 | 0 | 0 | 0 | Elevators and Escalators
Fans | General | 0 | 0 | 0 | 0 | 0 | 0 | FansGeneral
Pumps | General | 0 | 0 | 0 | 0 | 0 | 0 | PumpsGeneral
Heat Rejection | General | 0 | 0 | 0 | 0 | 0 | 0 | Heat RejectionGeneral
Humidification | General | 0 | 0 | 0 | 0 | 0 | 0 | HumidificationGeneral
Heat Recovery | General | 0 | 0 | 0 | 0 | 0 | 0 | Heat RecoveryGeneral
Water Systems | General | 0 | 0 | 0 | 0 | 0 | 0 | Water SystemsGeneral
Refrigeration | General | 0 | 0 | 0 | 0 | 0 | 0 | RefrigerationGeneral
Generators | General | 0 | 0 | 0 | 0 | 0 | 0 | GeneratorsGeneral

## Pies
|  | AD | BL
HVAC | Heating General | 98.9491 | 134.0663
HVAC | Cooling General | 30.2272 | 7.4068
HVAC | Fans General | 58.5283 | 1.6986
HVAC | Pumps General | 0.54932 | 0.54932
HVAC | Heat Rejection General | 0 | 0
HVAC | Humidification General | 0 | 0 |  | AD | BL
HVAC | Heat Recovery General | 0 | 0 | HVAC | 188.3954 | 143.8624
Water | Water Systems Water Heater | 0.14146 | 0.14146 | Water | 0.14146 | 0.14146
Lighting | Interior Lighting Interior Lighting | 290.3302 | 1017.9992 | Lighting | 290.3302 | 1017.9992
Ext. lighting | Exterior Lighting Exterior Lighting | 47.7022 | 47.7022 | Ext. lighting | 47.7022 | 47.7022
Plug load | Interior Equipment Receptacle Equipment | 102.9475 | 102.9475 | Plug load | 102.9475 | 102.9475
Cooking | Cooking | 61.1656 | 61.1656 | Cooking | 61.1656 | 61.1656
Elevators | Elevators and Escalators | 28.9624 | 28.9624 | Elevators | 28.9624 | 28.9624
PROCESS Conveyers | Exterior Equipment Conveyers | 292 | 292 | PROCESS | 4776.9974 | 4776.9974
Process Forklifts | Forklift Charging | 405.15 | 405.15
PROCESS Refrigeration plant | Refrigeration Plant Equipment | 3527.3104 | 3527.3104
PROCESS Plenum AHU | Plenum Recirc AHU Fan | 16.425 | 16.425
PROCESS Air cooler fans | Refrigeration Recirculation Coolers | 536.112 | 536.112
N/A | Refrigeration General | 0 | 0
N/A | Generators General | 0 | 0